## Sheet1
Type | OEM | Model | Approved in |  | Appliance Adaptor
|  |  | U.S. | Canada | Flue Gas Exhaust | Air Intake
Boiler | AERCO | (AM Series) AM399B, 500B | Yes | Yes | ISAAL0404 | ISAFLG04
Boiler | AERCO | (AM Series) AM750B, 1000B | Yes | Yes | ISAAL0606 | ISAFLG06
Boiler | AERCO | (Benchmark) BMK750, 1000, 1500 | Yes | Yes | ISAFLG06 | ISVIB06
Boiler | AERCO | (Benchmark) BMK2000, 2500, 3000 | Yes | Yes | ISAFLG08 | ISAAVIB08
Boiler | AERCO | (Benchmark) BMK 4000, 5000N | Yes | Yes | ISAFLG12 | ISVIB10
Boiler | AERCO | (Benchmark) BMK 5000, 6000 | Yes | Yes | ISABMK6000
Boiler | AERCO | (Modulex EXT) EXT 450 2S | Yes | Yes | ISAFLG04
Boiler | AERCO | (Modulex EXT) EXT 600, 800, 1100 2S | Yes | Yes | ISAFLG06
Boiler | AERCO | (Modulex EXT) EXT 1500, 1912 | Yes | Yes | ISAFLG10 | ISAFLG10
Boiler | AERCO | (Modulex EXT) EXT 2300, 2600, 3000 | Yes | Yes | ISAFLG12 | ISAFLG12
Boiler | Allied Engineering Co. | HSE- 125 N/P, 145 N/P | Yes | Yes | Centrotherm 3" SW | Centrotherm 3" SW
Boiler | AO Smith | BTHS 750 | Yes | Yes | ISAALE0606 w/ IAFC06 | ISAALE0606 w/ IAFC06
Boiler | AO Smith | (Proline XE) ACB - 110S-N, 150S-N, 199S-N | Yes | Yes | Centrotherm 3" SW | ISAAL0303
Boiler | AO Smith | (XP Plus) PWH0400, PWH0500 | Yes | Yes | ISAALE0404
Boiler | AO Smith | (XP Plus)PWH0650, PWH0800, PWH1000 | Yes | Yes | ISAALE0606
Boiler | AO Smith | (XP Boiler) XB-1000 | Yes | Yes | Centrotherm 6" SW | Centrotherm 6" SW
Boiler | AO Smith | (XP Boiler) XB-1300 | Yes | Yes | Centrotherm 8" SW | Centrotherm 6" SW
Boiler | AO Smith | (XP Boiler) XB-1700 | Yes | Yes | Centrotherm 8" SW | Centrotherm 8" SW
Boiler | AO Smith | (XP Boiler) XB-1700 | Yes | Yes | Centrotherm 8" SW | Centrotherm 8" SW
Boiler | AO Smith | (XP Boiler) XB-2000, 2600 | Yes | Yes | Centrotherm 8" SW | Centrotherm 8" SW
Boiler | AO Smith | (XP Boiler) XB-3400 | Yes | Yes | Centrotherm 10" SW | Centrotherm 10" SW
Boiler | ATH / Mestek | KN6+, KN10+, KN16+, KN20+, KN26+, KN30+ | Yes |  | *Purchase From OEM* | ISSA0808
Boiler | ATH / Mestek | KN40+ | Yes | Yes | *Purchase From OEM* | ISSA1010
Boiler | Baxi | DUO-TEC COMPACT 30 GA | Yes | Yes | Centrotherm 3" SW
Boiler | Baxi | LUNA DUO-TEC 40 GA | Yes | Yes | Centrotherm 3" SW
Boiler | Baxi | LUNA DUO-TEC 1.33 GA | Yes | Yes | Centrotherm 3" SW
Boiler | Biasi | Riva Advance Combi | Yes | Yes | Centrotherm 3" SW
Boiler | Biasi | Riva Advance SV | Yes | Yes | Centrotherm 3" SW
Boiler | Bosch | (Greenstar FS 57, 79,100, 131, 151) KBR16-3, 21-3, 28-3, 35-3, 42-3 | Yes | Yes | ISAAL0303 | ISAAL0303
Boiler | Bosch | (Greenstar WH 57, 79,100, 131, 151) ZBR16-3, 21-3, 28-3, 35-3, 42-3 | Yes | Yes | ISAAL0303 | ISAAL0303
Boiler | Bosch | (Greenstar WH 57, 79,100, 131, 151) ZBR16-3, 21-3, 28-3, 35-3, 42-3 | Yes | Yes | or Centrotherm 3"/5" Concentric
Boiler | Bosch | (Greenstar Combi FS 100, 131, 151) KWB28-3, 35-3, 42-3 | Yes | Yes | ISAAL0303 | ISAAL0303
Boiler | Bosch | (Greenstar Combi WH 100, 131, 151) ZWB28-3, 35-3, 42-3 | Yes | Yes | ISAAL0303 | ISAAL0303
Boiler | Bosch | SSB255 |  |  | Centrotherm 3" SW
Boiler | Bosch | SSB 399, 512 | Yes | Yes | ISAAL0404 | ISAAL0404
Boiler | Bosch | SSB85, SSB120, SSB160 | Yes | Yes | Centrotherm 2" SW | Centrotherm 2" SW
Boiler | Bosch | SSB 800, 1000 | Yes | Yes | Centrotherm 6" SW
Boiler | Bosch | SSB 1000TL | Yes | Yes | Centrotherm 10" SW
Boiler | Bradford White | (Brute Elite) BNTH080, 105 | Yes | Yes | ISAGL0202 | ISAGL0202
Boiler | Bradford White | (Brute Elite) BNTH150, 199, 210 | Yes | Yes | ISAGL0303 | ISAGL0303
Boiler | Bradford White | (Brute Elite) BNTH285, 399, 500, 600 | Yes | Yes | ISAAL0404* | ISAAL0404*
Boiler | Bradford White | (Brute Elite) BNTH750, 850 | Yes | Yes | ISAAL0606 | ISAAL0404*
Boiler | Bradford White | (Brute Elite) BNTH1000, 1200 | Yes | Yes | ISAAL0606 | ISAAL0606
Boiler | Bradford White | (Brute Elite) BNTH1700 | Yes | Yes | ISSA0808 | ISSA0808
Boiler | Bradford White | (Brute FT) BMFTHW-80, 100, 140, 199 | Yes | Yes | ISAAL0303 | ISAAL0303
Boiler | Bradford White | (Brute MagnaTech) BMGH 1600 | Yes | Yes | ISSA0606 | ISSA0606
Boiler | Bradford White | (Brute MagnaTech) BMGH 2000, 2500 | Yes | Yes | ISSA0808 | ISSA0808
Boiler | Bradford White | (Brute MagnaTech) BMGH 3000, 3500 | Yes | Yes | ISSA1010 | ISSA1010
Boiler | Bradford White | (Brute MagnaTech) BMGH 4000 | Yes | Yes | ISSA1212 | ISSA1212
Boiler | Bryan Boilers | BFIT 1000, 1250, 1500, 2000 | Yes | Yes | ISSA0808
Boiler | Buderus | GB125 | Yes | Yes | Centrotherm 3" SW | Centrotherm 3" SW
Boiler | Buderus | GB162 (Twin Pipe) | Yes | Yes | ISAAL0404* | ISAAL0404*
Boiler | Buderus | GB162 (Concentric) | Yes | Yes | ICIA10015046 | NA
Boiler | Buderus | GB 312/90;120;160 | Yes | Yes | Centrotherm 6" SW | Centrotherm 6" SW
Boiler | Buderus | GB 312/200;240;280 | Yes | Yes | Centrotherm 8" SW | Centrotherm 8" SW
Boiler | Buderus | SB625WS-160, 220 | Yes | Yes | Centrotherm 8" SW | NA
Boiler | Buderus | SB625WS-290, 370 | Yes | Yes | Centrotherm 10" SW | NA
Boiler | Buderus | SB625WS-480, 640 | Yes | Yes | ISIA30012 | NA
Boiler | Buderus | SSB-255 | Yes | Yes | Centrotherm 3" SW
Boiler | Buderus | SSB 512, 399 | Yes | Yes | ISAAL0404 | ISAAL0404
Boiler | Buderus | SSB 800, 1000 | Yes | Yes | Centrotherm 6" SW
Boiler | Buderus | SSB 1000TL | Yes | Yes | Centrotherm 10" SW
Boiler | Burnham | Alta 080 | Yes | Yes | Centrotherm 2" SW | ISAGL0202 w/ IAFC02
Boiler | Burnham | Alta C136 | Yes | Yes | Centrotherm 2" SW | ISAGL0202 w/ IAFC02
Boiler | Burnham | ALP 285BF-4G07 | Yes | Yes | ISSA0404 | ISSA0404
Boiler | Burnham | (Apex) APX 399/500 Concentric | Yes | Yes | ICIA10015046 | NA
Boiler | Burnham | (Apex) APX399, 425, 500, 525 | Yes | Yes | ISAAL0404* | ISAAL0404*
Boiler | Burnham | (Apex) APX625, 725, 800, 825 | Yes | Yes | ISAAL0606 | ISAAL0606
Boiler | Burnham | Aspen 270 | Yes | Yes | Centrotherm 3" SW | Centrotherm 3" SW
Boiler | Burnham | Aspen 399 | Yes | Yes | Centrotherm 4" SW | ISAGL0404 w/ IAFC04
Boiler | Burnham | (K2) K2-080, 100, 120, 150, 180 | Yes | Yes | Centrotherm 3" SW | ISAGL0303
Boiler | Cadet | CDN040-100 | Yes | Yes | ISAGL0202 w/ IAFC02 | ISAGL02
Boiler | Cadet | CDN120,CCN120 | Yes | Yes | ISAGL0303 w/ IAFC03 | ISAGL03
Boiler | Camus | (Advantus) AVH500 | Yes | Yes | ISAACD0505 | ISVIB06
Boiler | Camus | (Advantus) AVH600 | Yes | Yes | ISAACD0505 | ISVIB08
Boiler | Camus | (Advantus) AVH800 | Yes | Yes | ISAACD0606 | ISVIB08
Boiler | Camus | (Advantus) AVH1000 | Yes | Yes | ISAACD0606 | ISVIB08
Boiler | Camus | (Advantus) AVH1200 | Yes | Yes | ISAACD0708 | ISVIB10
Boiler | Camus | (Advantus) AVH1400 | Yes | Yes | ISAACD0708 | ISVIB10
Boiler | Camus | (Advantus) AVH1600 | Yes | Yes | ISAACD0808 | ISVIB10
Boiler | Camus | (Advantus) AVH1800 | Yes | Yes | ISAACD0808 | ISVIB10
Boiler | Camus | (Advantus) AVH2000 | Yes | Yes | ISAACD0910 | ISVIB12
Boiler | Camus | (Advantus) AVH2500 | Yes | Yes | ISAACD0910 | ISVIB12
Boiler | Camus | (Advantus) AVH3000 | Yes | Yes | ISAACD1010 | ISVIB12
Boiler | Camus | (Advantus) AVH3500 | Yes | Yes | ISAACD1010 | ISVIB12
Boiler | Camus | (Advantus) AVH4000 | Yes | Yes | ISAACD1010 | ISVIB12
Boiler | Camus | (Avenger) ARH1000 | Yes | Yes | ISAACD0606
Boiler | Camus | (Avenger) ARH1500 | Yes | Yes | ISAACD0808
Boiler | Camus | (Avenger) ARH2000 | Yes | Yes | ISAACD0910
Boiler | Camus | (Avenger) ARH2500 | Yes | Yes | ISAACD0910
Boiler | Camus | (Avenger) ARH3000 | Yes | Yes | ISAACD1010
Boiler | Camus | (Avenger) ARH3500 | Yes | Yes | ISAACD1010
Boiler | Camus | (Avenger) ARH4000 | Yes | Yes | ISAACD1010
Boiler | Camus | DynaMax 80-263 | Yes | Yes | ISAAL0303
Boiler | Camus | DynaMax 291-503 | Yes | Yes | ISAAL0404*
Boiler | Camus | DynaMax 601/2/3 | Yes | Yes | ISSA0606
Boiler | Camus | DynaMax 701/2/3 | Yes | Yes | ISSA0606
Boiler | Camus | DynaMax 801/2/3 | Yes | Yes | ISSA0606
Boiler | Camus | (DynaForce) DRH/DRNH 300, 350, 400 | Yes | Yes | ISAACD0404 | ISVIB06
Boiler | Camus | (DynaForce) DRH/DRNH 500 | Yes | Yes | ISAACD0505 | ISVIB06
Boiler | Camus | (DynaForce) DRH/DRNH 600 | Yes | Yes | ISAACD0505 | ISVIB08
Boiler | Camus | (DynaForce) DRH/DRNH 800 | Yes | Yes | ISAACD0606 | ISVIB08
Boiler | Camus | (DynaForce) DRH/DRNH 1000 | Yes | Yes | ISAACD0606 | ISVIB08
Boiler | Camus | (DynaForce) DRH/DRNH 1200, 1400 | Yes | Yes | ISAACD0708 | ISVIB10
Boiler | Camus | (DynaForce) DRH/DRNH 1600 | Yes | Yes | ISAACD0708 | ISVIB12
Boiler | Camus | (DynaForce) DRH/DRNH 1800, 2000 | Yes | Yes | ISAACD0808 | ISVIB12
Boiler | Camus | (DynaForce) DRH/DRNH 2500, 3000 | Yes | Yes | ISAACD0910 | ISVIB12
Boiler | Camus | (DynaForce) DRH/DRNH 3500, 4000 | Yes | Yes | ISAACD1010 | ISVIB12
Boiler | Camus | (DynaForce) DRH/DRNH 4500, 5000 | Yes | Yes | ISAACD1212 | N/A
Boiler | Camus | TH Series 082-252 | Yes | Yes | ISAGL0303 | ISAGL0303
Boiler | Camus | TH Series 292-502 | Yes | Yes | ISAGL0404 | ISAGL0404
Boiler | Camus | (Valiant Series I) VA 080, VA 110, VA 155, VA 199, VA 250, VA 299, VA 399 | Yes | Yes | ISAALE0303
Boiler | Camus | (Valiant Series II) VA 400, 500 | Yes | Yes | ISAALE0404
Boiler | Camus | (Valiant Series II) VA 600, VA 850 | Yes | Yes | ISAALE0606
Boiler | Carrier | (BW9) BW9AAN000125, 150, 175, 200 | Yes | Yes | ISAGL0202 | ISAGL0202
Boiler | Carrier | (BWM) BWMAAN000050, 075, 100, 150, 200 | Yes | Yes | ISAGL0202 | ISAGL0202
Boiler | Carrier | (BWM) BWMAAN000299 | Yes | Yes | Centrotherm 3" SW | Centrotherm 3" SW
Boiler | Cleaver Brooks | (ClearFire-C) CFC500, 750 | Yes | Yes | ISIA14806 w/ ISVIB06 | ISVIB04 or ISVIB06
Boiler | Cleaver Brooks | (ClearFire-C) CFC1000 | Yes | Yes | ISVIB08 (8" outlet) or ISIA14806 w/ ISVIB06 (6" outlet) | ISVIB04 or ISVIB06
Boiler | Cleaver Brooks | (ClearFire-C) CFC1500 | Yes | Yes | ISVIB10 | ISVIB06 or ISVIB08
Boiler | Cleaver Brooks | (ClearFire-C) CFC1800 | Yes | Yes | ISIA30012 w/ ISVIB12 | ISVIB06 or ISVIB08
Boiler | Cleaver Brooks | (ClearFire-C) CFC2500, 3300 | Yes | Yes | ISIA30012 w/ ISVIB12 | ISVIB08
Boiler | Cleaver Brooks | (ClearFire-CE) CFC-E 500, 750 | Yes | Yes | ISIA14806 w/ ISVIB06 | ISIA14806 w/ ISVIB06
Boiler | Cleaver Brooks | (ClearFire-CE) CFC-E 1000 | Yes | Yes | ISVIB08 | ISIA14806 w/ ISVIB06
Boiler | Cleaver Brooks | (ClearFire-CE) CFC-E 1500, 2000 | Yes | Yes | ISVIB08 | ISVIB08
Boiler | Cleaver Brooks | (ClearFire-CE) CFC-E 2500, 3000 | Yes | Yes | ISVIB10 | ISVIB10
Boiler | Cleaver Brooks | (ClearFire-CE) CFC-E 3500, 4000 | Yes | Yes | ISIA30012 w/ ISVIB12 | ISVIB10
Boiler | Crown | BWC 70-151 | Yes | Yes | ISAAL0303
Boiler | Crown | BWC 150, | Yes | Yes | ISAAL0303
Boiler | Crown | BWC 225 | Yes | Yes | ISAAL0404*
Boiler | Crown | BWC 300 | Yes | Yes | ISIA10004
Boiler | Crown | (Phantom) PHNTM210 | Yes | Yes | ISAAL0303 | ISAAL0404*
Boiler | Crown | (Phantom) PHNTM080, 100, 120, 150, 180 | Yes | Yes | Centrotherm 3" SW | ISAGL0303
Boiler | Crown | PHNTM135CB, 150CB, 180CB | Yes | Yes | Centrotherm 3" SW
Boiler | Crown | PHNTM080B, 100B, 120B, 150B, 180B, 180M | Yes | Yes | Centrotherm 3" SW
Boiler | Crown | (Phantom) PHNTM285, 399, 500 | Yes | Yes | ISAAL0404* | ISAAL0404*
Boiler | Crown | PHNTM399C, 500C | Yes | Yes | ISAAL0404* | ISAAL0404*
Boiler | Crown | PHNTM600C, 700C, 800C | Yes | Yes | ISAAL0606 | ISAAL0606
Boiler | Crown | PHTM2120H, 2150H, 2180H | Yes | Yes | ISAGL0202 + IAFC02 Clamp | ISAGL0202
Boiler | Crown | PHTM2136C, 2200C | Yes | Yes | ISAGL0202 + IAFC02 Clamp | ISAGL0202
Boiler | Crown | (Raptor-X) RPTR320HB, 399HB | Yes | Yes | ISAALE0404
Boiler | Crown | RPTR085HB, 110HB, 155HB, 155CB, 205HB, 270HB | Yes | Yes | Centrotherm 3" SW
Boiler | De Dietrich | C230 ECO-A 80, 120, 160, 200 | Yes | Yes | ISIA15006
Boiler | De Dietrich | GAS 230 | Yes | Yes | ISIA15006
Boiler | De Dietrich | GAS 310 | Yes | Yes | Centrotherm 10" SW | Centrotherm 10" SW
Boiler | De Dietrich | MCA Pro 35, 45 (Concentric) | Yes | Yes | Centrotherm 3"/5" Concentric | NA
Boiler | De Dietrich | MCA Pro 35, 45 (Single Pipe) | Yes | Yes | ISAAL0303 | ISAAL0303
Boiler | De Dietrich | MCA Pro 65, 90, 115 (Concentric) | Yes | Yes | ICIA10015046 | NA
Boiler | De Dietrich | MCA Pro 65, 90, 115 (Single Pipe) | Yes | Yes | ISAAL0404* | ISAAL0404*
Boiler | Dunkirk | (Helix VX) HX-050, 075, 100 | Yes | Yes | ISAGL0202 | ISAGL0202
Boiler | Dunkirk | (Helix VX) HX-150, 200 | Yes | Yes | ISAGL0303 | ISAGL0303
Boiler | Dunkirk | (Helix VLT) DKVLT-050, 075, 100 | Yes | Yes | ISAGL0202 | ISAGL0202
Boiler | Dunkirk | (Helix VLT) DKVLT-150, 200 | Yes | Yes | ISAGL0303 | ISAGL0303
Boiler | Dunkirk | (Helix VLT) DKVLT-299 | Yes | Yes | Centrotherm 3" SW | Centrotherm 3" SW
Boiler | Dunkirk | Q90-50, 75, 100, 125, 150, 175, 200 | Yes | Yes | ISAGL0202 | ISAGL0202
Boiler | Dunkirk | (Modulating) Q95M-200 | Yes | Yes | ISAGL0303 | ISAGL0303
Boiler | Dunkirk | DCC-150, DCB-125 | Yes | Yes | Centrotherm 2"/4" Concentric, 3" SW
Boiler | Dunkirk | DMG 240 | Yes | Yes | Centrotherm 3"/5" Concentric
Boiler | Dunkirk | DMG 380 | Yes | Yes | Centrotherm 4"/6" Concentric
Boiler | Dunkirk | VX 399 | Yes | Yes | ISAGL0404 | ISAGL0404
Boiler | Eco-King | C99, C100, C140, C200, H100, H140, H200 | Yes | Yes | Centrotherm 3"/5" Concentric or 3" SW | Centrotherm 3" SW
Boiler | Eco-King | CHB - 299, 399 | Yes | Yes | ISAAL0404 | ISAAL0404
Boiler | Eco-King | CHB - 499 | Yes | Yes | ISAAL0606 | ISAAL0606
Boiler | Embassy | ONEX 45 | Yes | Yes | Centrotherm 3" SW w/IAFC03 | Centrotherm 3" SW
Boiler | Embassy | ONEX 45 | Yes | Yes | Centrotherm 2"/4" Concentric | N/A
Boiler | Energy Kinetics | Accel EK1C, | Yes | No | ISSA0303 w/ ISRD0302 or ISSA0303 | Centrotherm SW 2" or 3"
Boiler | Energy Kinetics | Accel EK2C, EK3C | Yes | No | ISSA0404 w/ ISRD0403 or ISSA0404 | Centrotherm SW 3" or 4"
Boiler | Energy Kinetics | Resolute EK1R | Yes | No | ISSA0303 w/ ISRD0302 or ISSA0303 | ISAGL0303
Boiler | Fulton | Caliber 300-500 | Yes | Yes | ISSA0404 | ISSA0404
Boiler | Fulton | Caliber 750-850 | Yes | Yes | ISSA0606 | ISSA0606
Boiler | Fulton | (Endura) EDR-750, 1000 | Yes | Yes | ISSA0606 w/ ISVIB06 | ISAFLG06
Boiler | Fulton | (Endura) 1500 | Yes | Yes | ISSA0606 w/ ISVIB06 | ISAFLG08
Boiler | Fulton | (Endura) EDR-2000 | Yes | Yes | ISSA0808 w/ ISVIB08 | ISAFLG08
Boiler | Fulton | (Endura +) EDR+ 2500/3000 | Yes | Yes | ISAEDRST08
Boiler | Fulton | (Endura +) EDR+ 4000 | Yes | Yes | ISAEDRST12
Boiler | Fulton | (Endura XE) EXE-399, 500 | Yes | Yes | ISAEXE04
Boiler | Fulton | (Endura XE) EXE-650, 750 | Yes | Yes | ISAEXE06
Boiler | Fulton | (Endura XE) EXE-1000, 1500 | Yes | Yes | 250408409120
Boiler | Fulton | (Endura XE) EXE-2000, 2500, 3000 | Yes | Yes | 250408409130
Boiler | Geminox | FCX | Yes | Yes | Centrotherm 3" SW
Boiler | Gradient Thermal | (Gradient GCx) GCx-100, 150 | Yes | Yes | ISAAL0303 | ISAAL0303
Boiler | Hamilton | H3D 750-4000 | Yes | Yes | ISSA## | ISSA##
Boiler | Hamilton | H3H 750-4000 | Yes | Yes | ISSA## | ISSA##
Boiler | Hamilton | EVO 79, 129, 179, 199 | Yes | Yes | ISAAL0303
Boiler | Hamilton | EVO 299, 399 | Yes | Yes | ISAAL0404
Boiler | Hamilton | EVO 599 | Yes | Yes | ISSA0505
Boiler | HTP | (Versa) PHE/PHR100, 130 | Yes | Yes | ISAGL0202 | ISAGL0202
Boiler | HTP | (Versa) PHE/PHR160, 199 | Yes | Yes | ISAGL0303 | ISAGL0303
Boiler | HTP | (Phoenix LD) PH76-50, 60, 80 | Yes | Yes | ISAGL0202 | ISAGL0202
Boiler | HTP | (Elite) EL / EP 80, 110, 150, 220 | Yes | Yes | ISAGL0303 | ISAGL0303
Boiler | HTP | (Elite) EL299, 301, 399 | Yes | Yes | ISAGL0404 | ISAGL0404
Boiler | HTP | (Elite Plus) ELP110, 199 | Yes | Yes | ISAGL0303 | ISAGL0303
Boiler | HTP | (Elite XL) ELX-400, 500 | Yes | Yes | ISAGL0404 w/ IAFC04 | ISAGL0404
Boiler | HTP | (Elite XL) ELX-650, 800, 1000 | Yes | Yes | ISAGL0606 w/ IAFC06 | ISAGL0606
Boiler | HTP | (Elite XL) ELX-1500, 2000 | Yes | Yes | ISSA0808 | ISSA0808
Boiler | HTP | (Elite Fire Tube) EFT55, 80, 110, 155, 199, 285 | Yes | Yes | ISAGL0303 | ISAGL0303
Boiler | HTP | (Elite Fire Tube) EFT399 | Yes | Yes | ISAGL0404 | ISAGL0404
Boiler | HTP | (Elite Fire Tube Combi) EFTC140, EFTC199 | Yes | Yes | ISAAL0303 | ISAAL0303
Boiler | HTP | (Elite Ultra) ELU 85WBN, 120WBN, 120WCN, 150WCN | Yes | Yes | Centrotherm 2" SW | Centrotherm 2" SW
Boiler | HTP | (Elite Ultra) ELU 150WBN, 199WBN, 199WCN | Yes | Yes | Centrotherm 3" SW | Centrotherm 3" SW
Boiler | HTP | ETI 750 | Yes | Yes | ISAALE0606
Boiler | HTP | (MC Series) MC50, 80, 99, 120 | Yes | Yes | ISAGL0202 | ISAGL0202
Boiler | HTP | (Mod Con) MOD CON300, 500 | Yes | Yes | ISAAL0404* | ISAAL0404*
Boiler | HTP | (Mod Con) MOD CON850 | Yes | Yes | ISAALE0606 | ISAAL0606
Boiler | HTP | (Mod Con) MOD CON1000 | Yes | Yes | ISAALE0606 | ISAAL0606
Boiler | HTP | (Mod Con) MOD CON1700 | Yes | Yes | ISAA0808 | ISAA0808
Boiler | HTP | (Munchkin) T50, T80 | Yes | Yes | ISAGL0202 w/ IAFC03 | ISAGL0202 w/ IAFC02
Boiler | HTP | (Munchkin) 80M, 140M, 199M | Yes | Yes | ISAGL0303 w/ IAFC03 | ISAGL0303 w/ IAFC03
Boiler | HTP | (Munchkin) 399M | Yes | Yes | ISAGL0404 w/ IAFC04 | ISAGL0404 w/ IAFC04
Boiler | HTP | (Pioneer) PHR100, 130 | Yes | Yes | ISAGL0202 | ISAGL0202
Boiler | HTP | (Pioneer) PHR160, 199 | Yes | Yes | ISAGL0303 | ISAGL0303
Boiler | HTP | (Universal) UFT-80, 100, 120, 140, 175, 199 | Yes | Yes | ISAAL0303 | ISAAL0303
Boiler | IBC | CX 150, 199 | Yes | Yes | Centrotherm 3" SW | Centrotherm 3" SW
Boiler | IBC | (DC Series) DC23-84, 20-125, 29-106, 33-124, 33-160 | Yes | Yes | ISAAL0303 | ISAAL0303
Boiler | IBC | (EX Series) EX 400, 500 | Yes | Yes | ISAAL0404 | ISAAL0404
Boiler | IBC | (EX Series) EX 700, 850 | Yes | Yes | ISAAL0606 | ISAAL0404
Boiler | IBC | (HC Series) 13-50, DC23-84, 29-106, 20-125, 33-124, 33-160 | Yes | Yes | ISAAL0303 | ISAAL0303
Boiler | IBC | SFC 199 | Yes | Yes | ISAAL0303 | ISAAL0303
Boiler | IBC | SFT 199 | Yes | Yes | ISAAL0303
Boiler | IBC | (SL Series) SL10-85 G3, SL11-115 G3, SL20-160 G3, SL30-199 G3 | Yes | Yes | Centrotherm 3" SW | Centrotherm 3" SW
Boiler | IBC | (SL Series) SL20-115, 28-160 30-175, 35-199, 45-260 | Yes | Yes | ISAAL0303 | ISAAL0303
Boiler | IBC | SL 26-260, | Yes | Yes | ISAAL0303
Boiler | IBC | (SL Series) SL80-399, 80-399HP, 40-399 | Yes | Yes | ISAAL0404* | ISAAL0404*
Boiler | IBC | (SL Series) SL 26-260 G3 | Yes | Yes | ISAAL0303 | ISAAL0303
Boiler | IBC | (SL Series) SL 40-399 G3 | Yes | Yes | ISAAL0404* | ISAAL0404*
Boiler | IBC | (VFC Series) VFC15-150, 45-225 | Yes | Yes | Centrotherm 2" SW | Centrotherm 2" SW
Boiler | IBC | (VX Series) VX 110, 150, 199 | Yes | Yes | Centrotherm 3" SW | Centrotherm 3" SW
Boiler | Ideal | (Exalt Solo Series) Exalt Solo 110, 155, 199 | Yes | Yes | Centrotherm 3" SW | Centrotherm 3" SW
Boiler | Ideal | (Exalt Combi Series) Exalt Combi 155, 199 | Yes | Yes | Centrotherm 3" SW | Centrotherm 3" SW
Boiler | Ideal | (Gallant Solo Series) Gallant Solo 250 | Yes | Yes | ISAAL0303 | ISAAL0303
Boiler | Ideal | (Gallant Solo Series) Gallant Solo 299, 399 | Yes | Yes | ISAAL0404 | ISAAL0404
Boiler | Intellihot | (Residential - Combi) i200x, i250x | Yes | Yes | Centrotherm 3" SW | Centrotherm 3" SW
Boiler | Laars | (FT Series) FTHF199N | Yes | Yes | ISAAL0303 | ISAAL0303
Boiler | Laars | (FT Series) FT399 | Yes | Yes | ISAALE0303 | ISAALE0303
Boiler | Laars | (Magnatherm HTD) MGH1600 | Yes | Yes | ISSA0606 | Centrotherm 6" SW + ISVIB06
Boiler | Laars | (Magnatherm HTD) MGH2000, 2500 | Yes | Yes | ISSA0808 | Centrotherm 8" SW + ISVIB08
Boiler | Laars | (Magnatherm HTD) MGH3000, 3500 | Yes | Yes | ISSA1010 | Centrotherm 10" SW + ISVIB10
Boiler | Laars | (Magnatherm HTD) MGH4000 | Yes | Yes | ISSA1212 | Centrotherm 12" SW + ISVIB12
Boiler | Laars | (Magnatherm FT) CFH1000 | Yes | Yes | ISSA0606 | ISSA0606
Boiler | Laars | (Magnatherm FT) CFH1500, CFH2000 | Yes | Yes | ISSA0808 | ISSA0808
Boiler | Laars | (Magnatherm FT) CFH3000 | Yes | Yes | ISSA1010 | ISSA1010
Boiler | Laars | (Mascot FT) MFTCW140, 199 | Yes | Yes | ISAAL0303 | ISAAL0303
Boiler | Laars | (Mascot II) LMH125 | Yes | Yes | ISAGL0202 | ISAGL0202
Boiler | Laars | (Mascot II Combination) LMC125 | Yes | Yes | ISAGL0202 | ISAGL0202
Boiler | Laars | (Mascot LX) MLXH50, 75, 100, 125, 150, 175, 220 | Yes | Yes | ISAGL0202 | ISAGL0202
Boiler | Laars | (Mascot LX Combination) MLXC125, 150, 175 | Yes | Yes | ISAGL0202 | ISAGL0202
Boiler | Laars | Mascot MFTHW 80 | Yes | Yes | ISAAL0303 | ISAAL0303
Boiler | Laars | (Neotherm) NTH080, 105 | Yes | Yes | ISAGL0202 | ISAGL0202
Boiler | Laars | (Neotherm) NTH150, 210 | Yes | Yes | ISAGL0303 | ISAGL0303
Boiler | Laars | (Neotherm) NTH285, 399, 500, 600 | Yes | Yes | ISAGL0404 | ISAGL0404
Boiler | Laars | (Neotherm) NTH750, 850 | Yes | Yes | ISAGL0606 | ISAAL0404*
Boiler | Laars | (Neotherm LC) NTH1000, NTH1200 | Yes | Yes | ISAGL0606 | ISAAL0606
Boiler | Laars | (Neotherm LC) NTH1700 | Yes | Yes | ISSA0708 | ISSA0708
Boiler | Laars | (Neotherm XTR) NT2 399-500 | Yes | Yes | ISAAL0404 | ISAAL0404
Boiler | Laars | (Neotherm XTR) NT2 650-999 | Yes | Yes | ISAAL0606 | ISAAL0606
Boiler | Laars | (Neotherm XTR) NT2 1500 | Yes | Yes | ISSA0808 | ISSA0808
Boiler | Lochinvar | (Crest) FBN0751, 1001 | Yes | Yes | ISSA0606 For Common Venting: ISLDA06S | ISSA0606
Boiler | Lochinvar | (Crest) FBN1251 | Yes | Yes | ISSA0808 For Common Venting: ISLDA08S | ISSA0606
Boiler | Lochinvar | (Crest) FBN1501, 1751, 2001 | Yes | Yes | ISSA0808 For Common Venting: ISLDA08S | ISSA0808
Boiler | Lochinvar | (Crest) FBN2501 | Yes | Yes | ISSA0910 For Common Venting: ISSA0910 & ISUCD10 | ISSA0808
Boiler | Lochinvar | (Crest) FBN 3001 - 3501 | Yes | Yes | ISSA1010 For Common Venting: ISSA1010 & ISUCD10 | ISSA1010
Boiler | Lochinvar | (Crest) FBN4001 | Yes | Yes | ISSA1212 For Common Venting: ISSA1212 & ISUCD12 | ISSA1212
Boiler | Lochinvar | (Crest w/ Hellcat) FCB1000 | Yes | Yes | ISSA0606
Boiler | Lochinvar | (Crest w/ Hellcat) FCB1500-2000 | Yes | Yes | ISSA0808
Boiler | Lochinvar | (Crest w/ Hellcat) FCB 2500 | Yes | Yes | ISSA0910
Boiler | Lochinvar | (Crest w/ Hellcat) FCB 3000 | Yes | Yes | ISSA1010
Boiler | Lochinvar | (Crest w/ Hellcat) FCB 4000 | Yes | Yes | ISSA1212
Boiler | Lochinvar | Knight Fire Tube KHB 055, 085 | Yes | Yes | Centrotherm 2" SW | ISAGL0202 *Install Coupler
Boiler | Lochinvar | Knight Fire Tube KHB 110, 155, 199, 285 | Yes | Yes | Centrotherm 3" SW | ISAALE0303
Boiler | Lochinvar | KHN055, 085 | Yes | Yes | ISAGL0202 w/ IAFC02
Boiler | Lochinvar | KHN 110, 155, 199, 285 | Yes | Yes | ISAGL0303 w/ IAFC03
Boiler | Lochinvar | (Fire Tube XL) FTXL400, 500, 600 | Yes | Yes | ISAALE0404 For Common Venting: ISLDA04P | ISAALE0404
Boiler | Lochinvar | (Fire Tube XL) FTXL725, 850 | Yes | Yes | ISAALE0606 For Common Venting: ISLDA06P | ISAALE0404
Boiler | Lochinvar | (Fire Tube XL) FTX1000 | Yes | Yes | ISAALE0606 For Common Venting: ISLDA06P | ISAALE0606
Boiler | Lochinvar | (Knight WB) WBN051, 081, 106 | Yes | Yes | ISAGL0202 w/ IAFC02 | Centrotherm 2" SW
Boiler | Lochinvar | (Knight WB) WBN151, 211 | Yes | Yes | ISAGL0303 w/ IAFC03 | ISAALE0303
Boiler | Lochinvar | (Knight WH) WHN055, 085 | Yes | Yes | ISAGL0202 w/ IAFC02 | Centrotherm 2" SW
Boiler | Lochinvar | (Knight WH) WHN110, 155, 199, 285 | Yes | Yes | ISAGL0303 w/ IAFC03 | ISAALE0303
Boiler | Lochinvar | (Knight WH) WHN399 | Yes | Yes | ISAGL0404 w/ IAFC04 | ISAALE0404
Boiler | Lochinvar | (Knight WHB) WHB055, 085 | Yes | Yes | Centrotherm 2" SW | Centrotherm 2" SW
Boiler | Lochinvar | (Knight WHB) WHB110, 155, 199, 285 | Yes | Yes | Centrotherm 3" SW | ISAALE0303
Boiler | Lochinvar | (Knight WHB) WHB399 | Yes | Yes | ISAAL0404 | ISAAL0404*
Boiler | Lochinvar | (Knight KB) KBN081, 106, 151, 211, KBH285 | Yes | Yes | ISAALE0303 | ISAALE0303
Boiler | Lochinvar | (Knight KB) KBN286 | Yes | Yes | ISAALE0404 | ISAALE0404
Boiler | Lochinvar | (Classic Knight XL) KBN400, 501, 601 | Yes | Yes | ISAALE0404 | ISAALE0404
Boiler | Lochinvar | (Classic Knight XL) KBN701, 801 | Yes | Yes | ISAALE0606 | ISAALE0404
Boiler | Lochinvar | (Knight XL) KBX0400(N,L), KBX0500(N,L) | Yes | Yes | ISAALE0404 For Common Venting: ISLDA04P | ISAALE0404
Boiler | Lochinvar | (Knight XL) KBX0650(N,L), KBX0800(N,L), KBX1000(N,L) | Yes | Yes | ISAALE0606 For Common Venting: ISLDA06P | ISAALE0404
Boiler | Lochinvar | (SYNC) SBN1000, 1300, 1500 | Yes | Yes | ISAALE0606 | ISAALE0606
Boiler | Lochinvar | (Cadet) CDN040, 070, 100 | Yes | Yes | ISAGL0202 w/ IAFC02 | ISAGL0202
Boiler | Lochinvar | (Cadet) CDN120 | Yes | Yes | ISAGL0303 w/ IAFC03 | ISAGL0303
Boiler | Lochinvar | Proline 110, 150, 199 | Yes | Yes | ISAGL0303
Boiler | Lochinvar | (Noble Fire Tube Boiler) NKB - 80 | Yes | Yes | Centrotherm 2" SW
Boiler | Lochinvar | (Noble Fire Tube Boiler) NKB - 110, 150, 199 | Yes | Yes | Centrotherm 3" SW
Boiler | Lochinvar | (Noble Fire Tube Combi) NKC - 110, 150, 199 | Yes | Yes | Centrotherm 3" SW
Boiler | Lochinvar | Shield 125-065, 201-100 | Yes | Yes | ISAAL0303
Boiler | Lochinvar | Shield 286-125, 501-125 | Yes | Yes | ISAAL0404
Boiler | Mestek / ATH | KN6+, KN10+, KN16+, KN20+, KN26+, KN30+ | Yes | Yes | Available through Mestek | ISSA0808
Boiler | Mestek / ATH | KN40+ | Yes | Yes | Available through Mestek | ISSA1010
Boiler | Mestek | High Efficiency Unit Heater 50, 100, 150 | Yes | Yes | ISAGL0202
Boiler | Mestek | High Efficiency Unit Heater 200 | Yes | Yes | ISAGL0303
Boiler | Mestek | High Efficiency Unit Heater 300, 400 | Yes | Yes | ISAGL0404
Boiler | Monitor | FCX | Yes | Yes | Centrotherm 3" SW
Boiler | Navien | CH 180-240 (ASME) | Yes | Yes | ISAGL0303 | ISAGL0303
Boiler | Navien | NCB 150E, 180E, 210E, 240E | Yes | Yes | Centrotherm 2" SW | Centrotherm 2" SW
Boiler | Navien | NCB 190/060H, 190/080H, 240/110H, 240/130H, 250/150H | Yes | Yes | Centrotherm 2" SW | Centrotherm 2" SW
Boiler | Navien | NHB 055, 080, 110, 150 | Yes | Yes | Centrotherm 2" SW | Centrotherm 2" SW
Boiler | Navien | NFB-175, 200 | Yes | Yes | Centrotherm 2" SW | Centrotherm 2" SW
Boiler | Navien | NFB-301C, 399C | Yes | Yes | ISAALE0303 | ISAAL0303
Boiler | Navien | NFB-175H, 200H | Yes | Yes | Centrotherm 2" SW | Centrotherm 2" SW
Boiler | Navien | NFC-175, NFC-200 | Yes | Yes | Centrotherm 2" SW | Centrotherm 2" SW
Boiler | Navien | NFC-250/175H, NFC-250/200H | Yes | Yes | Centrotherm 2" SW | Centrotherm 2" SW
Boiler | New Yorker | GHE | Yes | Yes | Centrotherm 3" SW | ISAGL03
Boiler | New Yorker | GHE80HB, 100HB, 120HB, 150HB, 180HB | Yes | Yes | Centrotherm 3" SW
Boiler | New Yorker | GHE135CB, 150CB, 180CB | Yes | Yes | Centrotherm 3" SW
Boiler | Noritz | CB180-DV, CB199-DV | Yes | Yes | ISAAL0303
Boiler | Noritz | NRCB 180, 199 | Yes | Yes | Centrotherm 2" SW
Boiler | NTI | Trinity TS 80 | Yes | Yes | ISANY0303 | ISANY0303
Boiler | NTI | Trinity TI 100-200 | Yes | Yes | ISANY0303 | ISANY0303
Boiler | NTI | Trinity TI 400 | Yes | Yes | ISAAL0404* | ISAAL0404*
Boiler | NTI | Trinity LX 150-200 | Yes | Yes | ISANY0303 | ISANY0303
Boiler | NTI | Trinity LX 300-600 | Yes | Yes | ISAAL0404* | ISAAL0404*
Boiler | NTI | Trinity LX 700-800 | Yes | Yes | ISAAL0606 | ISAAL0606
Boiler | NTI | Trinity TFT 60-285 | Yes | Yes | ISANY0303 | ISANY0303
Boiler | NTI | Trinity TFT 300-399 | Yes | Yes | ISAAL0404* | ISAAL0404*
Boiler | NTI | Trinity TX | Yes | Yes | Centrotherm 3" SW | Centrotherm 3" SW
Boiler | NTI | TR 285 | Yes | Yes | Centrotherm 3" SW | Centrotherm 3" SW
Boiler | NTI | TRX (150, 199, 199C) | Yes | Yes | Centrotherm 3" SW | Centrotherm 3" SW
Boiler | NTI | TRX (085, 120, 110C, 150C) | Yes | Yes | Centrotherm 2" SW
Boiler | NTI | (Vmax) VM110(P) | Yes | Yes | Centrotherm 3" SW | Centrotherm 3" SW
Boiler | NTI | FTG 600-800 | Yes | Yes | ISSA0606 | ISAAL0606
Boiler | NTI | FTG 1200-2400 | Yes | Yes | ISSA0808
Boiler | NTI | FTVN 085, 110, 110C, 150, 150C, 199, 199C | Yes | Yes | Centrotherm 3" SW | Centrotherm 3" SW
Boiler | Olsen | OLSSC 50-100 | Yes | Yes | ISAGL0202 | ISAGL0202
Boiler | Olsen | OLSSC 150-299 | Yes | Yes | ISAGL0303 | ISAGL0303
Boiler | Patterson Kelley | (Mach) CM300, 399, 500 | Yes | Yes | ISSA0404 | ISSA0505 w/ ISVIB05
Boiler | Patterson Kelley | (Mach) C-750 | Yes | Yes | ISSA0606 | ISSA0606 w/ ISVIB06
Boiler | Patterson Kelley | (Mach) C-900, 1050 | Yes | Yes
Boiler | Patterson Kelley | (Mach) C-1500H, 2000H | Yes | Yes | Centrotherm 10" SW | Centrotherm 10" SW
Boiler | Patterson Kelley | (Mach) C-2500, 3000, 4000 | Yes | Yes | Centrotherm 10" SW | Centrotherm 12" SW
Boiler | Patterson Kelley | P-K Solid - SL-725 | Yes | Yes | ISSA0606 w/ IADHC0606
Boiler | Patterson Kelley | P-K Solis - SL-850 | Yes | Yes | ISSA0606
Boiler | Patterson Kelley | P-K Solis - SL-1500, 2000 | Yes | Yes | ISSA0808
Boiler | Patterson Kelley | P-K Solis - SL-2500, 3000 | Yes | Yes | ISSA1010
Boiler | Patterson Kelley | P-K Sonic - SC-1500, 2000, 3000, 4000 | Yes | Yes | ISSA1010
Boiler | Patterson Kelley | P-K Sonic - SC-650, SC-750, SC-850, SC-1000 | Yes | Yes | ISSA0606
Boiler | Patterson Kelley | P-K Sonic -SC-650GG, SC-750GG, SC-850GG, SC-1000GG | Yes | Yes | ISSA0606
Boiler | Patterson Kelley | P-K Sonic - SCD-650, SCD-750, SCD-850, SCD-1000 | Yes | Yes | ISSA0606
Boiler | Patterson Kelley | P-K Sonic - SCD-650GG, SCD-750GG, SCD-850GG, SCD-1000GG | Yes | Yes | ISSA0606
Boiler | Patterson Kelley | Storm - ST1250-ST2000 | Yes | Yes | ISSA0808
Boiler | Patterson Kelley | Storm - ST2500-ST3000 | Yes | Yes | ISSA1010
Boiler | Patterson Kelley | Storm - ST3500-ST4000 | Yes | Yes | ISSA1212
Boiler | Patterson Kelley | Storm - ST5000 | Yes | Yes | ISSA1212 (14" to 12" Reducer Required)
Boiler | Peerless | (Purefire) PF-50, 80, 110, 140, 200, 210, PFW-200 | Yes | Yes | ISAGL0303 | ISAGL0303
Boiler | Peerless | (Purefire) PF-300, 399, 460, PFW-399 | Yes | Yes | ISAGL0404 | ISAGL0404
Boiler | Peerless | (Purefire) PF-850, 1000 | Yes | Yes | ISSA0606 | ISSA0606
Boiler | Peerless | (Purefire) PF-1500 | Yes | Yes | ISSA0708 | ISSA0708
Boiler | Peerless | Pinnacle Oil | Yes | Yes | ICCT3503 | IAAI0305
Boiler | Peerless | Combi 160 | Yes | Yes | Centrotherm 3" SW w/IAFC03 | Centrotherm 3" SW
Boiler | Peerless | PBC Combi - 34, 40, 52 | Yes | Yes | Centrotherm 3" SW | Centrotherm 3" SW
Boiler | QHT | (Firebird Popular) P70, 90, 105, 120 | Yes | Yes | Centrotherm 3" SW | Centrotherm 3" SW
Boiler | QHT | (Firebird Utility) U70, 90, 105, 120 | Yes | Yes | Centrotherm 3" SW | Centrotherm 3" SW
Boiler | QHT | (Riva Advance Combi) M210.32S | Yes | Yes | Centrotherm 3" SW | Centrotherm 3" SW
Boiler | QHT | (Riva Advance SV) M210.32SV | Yes | Yes | Centrotherm 3" SW | Centrotherm 3" SW
Boiler | Radiant | R1K 34/B | Yes | Yes | Centrotherm 3" SW | Centrotherm 3" SW
Boiler | Raypak | X-Pak 85/120 | Yes | Yes | ISAAL0303 | ISAAL0303
Boiler | Raypak | X-PakFT - 88AR, 108AR, 198AR, 278AR | Yes | Yes | Centrotherm 3" SW
Boiler | Raypak | X-PakFT - 398A | Yes | Yes | ISAAL0404
Boiler | Raypak | XTherm 1005 | Yes | Yes | Available Through Raypak | Available Through Raypak
Boiler | Raypak | XTherm 1505 & 2005 | Yes | Yes | Available Through Raypak | Available Through Raypak
Boiler | Raypak | XTherm 2505, 3005 | Yes | Yes | Available Through Raypak | Available Through Raypak
Boiler | Raypak | XTherm 3505 | Yes | Yes | Available Through Raypak | Available Through Raypak
Boiler | Raypak | XTherm 4005 | Yes | Yes | Available Through Raypak | Available Through Raypak
Boiler | Raypak | XFyre WH7-300A-500A | Yes | Yes | ISAAL0404* | ISSA0404
Boiler | Raypak | XFyre WH7-700A-850A | Yes | Yes | ISAAL0606
Boiler | Raypak | XFIIRE 300B, 400B, 500B | Yes | Yes | ISAAL0404
Boiler | Raypak | XFIIRE 650B, 800B, 1000B | Yes | Yes | ISAAL0606
Boiler | Raypak | Xvers 0856, 1006, | Yes | Yes | ISSA0606
Boiler | Raypak | Xvers 1256, 1506, 1756, 2006 | Yes | Yes | ISSA0808
Boiler | Raypak | Xvers 2506, 3006 | Yes | Yes | ISSA1010
Boiler | Raypak | Xvers 1007 | Yes | Yes | ISSA0606
Boiler | Raypak | Xvers 1257, 1507, 2007 | Yes | Yes | ISSA0808
Boiler | Raypak | Xvers 2507, 3007 | Yes | Yes | ISSA1010
Boiler | Raypak | Xvers 3507, 4007 | Yes | Yes | ISSA1212
Boiler | Raypak | Xversl - 406L, 506L, 606L | Yes | Yes | ISAAL0404
Boiler | Raypak | Xversl - 726L, 856L | Yes | Yes | ISAAL0606
Boiler | RBI | Futera Fusion CW/CB 500, 750, 1000 | Yes | Yes | 70-4198 - available through RBI
Boiler | RBI | Futera Fusion CW/CB 1250, 1500 | Yes | Yes | 70-4199 - available through RBI
Boiler | RBI | Futera Fusion CW/CB 1750, 2000 | Yes | Yes | 70-4200 - available through RBI
Boiler | RBI | Futera Fusion XLF CW/CB 2500, 3000 | Yes | Yes | 70-4199 - available through RBI
Boiler | RBI | Futera Fusion XLF CW/CB 3500, 4000 | Yes | Yes | 70-4200 - available through RBI
Boiler | RBI | (Infinite Energy 2) IB199 | Yes | Yes | 62617361 - available through RBI | ISAFLG03
Boiler | RBI | (Infinite Energy 2) IB399, 500 | Yes | Yes | ISAAL0404 (use silicone to seal into flue collar) | ISAFLG04
Boiler | RBI | (Infinite Energy 2) IB750, 1000 | Yes | Yes | ISAAL0606 (use silicone to seal into flue collar) | ISAFLG06
Boiler | RBI | FlexCore CK1500, 2000, 2500, 3000 | Yes | Yes | 09-0313-003 - available through RBI
Boiler | RBI | FlexCore CK3500, 4000, 4500, 5000, 6000 | Yes | Yes | 09-0313-005 - available through RBI
Boiler | RBI | TORUS 300, 350, 400, 500 | Yes | Yes | ISAALE0404
Boiler | RBI | TORUS 650, 800, 1000 | Yes | Yes | ISAALE0606
Boiler | RBI | TORUS 1250, 1500, 2000 | Yes | Yes | 75-0555-001 - available through RBI
Boiler | RBI | TORUS 2500, 3000 | Yes | Yes | 75-0555-002 - available through RBI
Boiler | RBI | TORUS 4000 | Yes | Yes | 75-0555-003 - available through RBI
Boiler | Riello | Condexa PRO 75, 117 | Yes | Yes | ISAALE0404
Boiler | Riello | (Array 2.5) AR 800, AR 1000, AR 1500 | Yes | Yes | Centrotherm 6" SW | ISAGL0606
Boiler | Riello | (Array 2.5) AR 2000 | Yes | Yes | Centrotherm 8" SW
Boiler | Riello | (Array 2.5) AR 3000, 4000 | Yes | Yes | Centrotherm 10" SW
Boiler | Riello | (Array) AR 1000, 1500, | Yes | Yes | Centrotherm 6" SW | ISAGL0606
Boiler | Riello | (Array) AR 2000 | Yes | Yes | Centrotherm 8" SW
Boiler | Riello | (Array) AR 3000, 4000 | Yes | Yes | Centrotherm 10" SW
Boiler | Riello | (Array SE) AR 399 SE, AR500 SE | Yes | Yes | ISAALE0404
Boiler | Rinnai | E75CN;E110CN; E75CP;E110CP | Yes | Yes | Centrotherm 3" SW | Centrotherm 3" SW
Boiler | Rinnai | M060C, M090C, M120C, M160C | Yes | Yes | Centrotherm 2" or 3" SW | Centrotherm 2" or 3" SW
Boiler | Rinnai | Q85SN;Q130SN;Q175SN;Q205SN;Q175CN;Q85SP;Q130SP;Q175SP;Q250SP;Q175CP | Yes | Yes | Centrotherm 3" SW | Centrotherm 3" SW
Boiler | Rinnai | QP130 | Yes | Yes | Centrotherm 3" SW | Centrotherm 3" SW
Boiler | Rinnai | i060C, i060S, i090C, i090S, i120C, i120S, i150S | Yes | Yes | Centrotherm 3"/5" Concentric or 2" SW | Centrotherm 2" SW
Boiler | Rinnai | RCB301AN, RCB399AN | Yes | Yes | ISAAL0404 | ISAGL0404
Boiler | Rinnai | RCB1000AN | Yes | Yes | ISAALE0606 | ISAGL0606 w/ IAFC06
Boiler | Slant Fin | VSL160 | Yes | Yes | ICVL24 w/ OEM # 62617224 or Centrotherm 3" SW w/ OEM # 662617286
Boiler | Slant Fin | Bobcat | Yes | Yes | ISAAL0303 | ISAAL0303
Boiler | Slant Fin | Lynx | Yes | Yes | ISAAL0303 | ISAAL0303
Boiler | Slant Fin | CHS 60-250 | Yes | Yes | ISAAL0303 | ISAAL0303
Boiler | Slant Fin | CHS 300-399 | Yes | Yes | ISAAL0404* | ISAAL0404*
Boiler | Smith | GC-160 | Yes | Yes | Centrotherm 3" SW | Centrotherm 3" SW
Boiler | Super Hot | HSE- 125 N/P, 145 N/P | Yes | Yes | Centrotherm 3" SW | Centrotherm 3" SW
Boiler | Thermal Solutions | (Apex) APX425C, 525C | Yes | Yes | ISAALE0404 | ISAALE0404
Boiler | Thermal Solutions | (Apex) APX625C, 725C, 825C | Yes | Yes | ISAALE0606 | ISAALE0404
Boiler | Thermal Solutions | AMP/AMPW 400, 500 | Yes | Yes | ISAALE0404 | ISAALE0404
Boiler | Thermal Solutions | AMP/AMPW 650, 800, 1000L | Yes | Yes | ISAALE0606 | ISAALE0606
Boiler | Thermal Solutions | AMP/AMPW 1000, 1250, 1500, 2000 | Yes | Yes | ISSA0808 w/ ISVIB08
Boiler | Thermal Solutions | AMP/AMPW 2500, 3000 | Yes | Yes | ISSA1010 w/ ISVIB10
Boiler | Thermal Solutions | AMP/AMPW 3500, 4000 | Yes | Yes | ISSA1212 w/ ISVIB12
Boiler | Thermal Solutions | ARC 1000, 1500, 2000 | Yes | Yes | ISSA0808
Boiler | Thermal Solutions | ARC 2500, 3000 | Yes | Yes | ISSA1010
Boiler | Thermal Solutions | ARC 3500, 4000 | Yes | Yes | ISSA1212
Boiler | Thermoflo | (FreeStyle) FS80, 120 | Yes | Yes | Centrotherm 3" SW | Centrotherm 3" SW
Boiler | Triangle Tube | (Challenger Combi) CC85, 105, 125 | Yes | Yes | ISAAL0303 | ISAAL0303
Boiler | Triangle Tube | (Challenger Solo) CC85, 105, 125 | Yes | Yes | ISAAL0303 | ISAAL0303
Boiler | Triangle Tube | (Instinct Combi) 155, 199 | Yes | Yes | Centrotherm 3" SW | Centrotherm 3" SW
Boiler | Triangle Tube | (Instinct Solo) 110, 155, 199 | Yes | Yes | Centrotherm 3" SW | Centrotherm 3" SW
Boiler | Triangle Tube | (Keystone) KS399, 500, 600 | Yes | Yes | ISAGL0404 | ISAGL0404
Boiler | Triangle Tube | (Keystone) KS750, 850, 1000 | Yes | Yes | ISAGL0606 | ISAGL0404
Boiler | Triangle Tube | (Prestige) PS/PE/PT/PTE60, 110, 175, 250 | Yes | Yes | ISAAL0303 | ISAAL0303
Boiler | Triangle Tube | (Prestige) PA 60, 80, 110, 155, 175, 250 | Yes | Yes | ISAAL0303 | ISAAL0303
Boiler | Triangle Tube | (Prestige) PA 299, 399 | Yes | Yes | ISAAL0404* | ISAAL0404*
Boiler | Triangle Tube | (Prestige) PS/PE/PT/PTE399 | Yes | Yes | ISAAL0404* | ISAAL0404*
Boiler | Triangle Tube | Heatmaster TC | Yes | Yes | ISAAL0404*
Boiler | Unical Lattner | Alkon 50; 70 | Yes | Yes | Centrotherm 3" SW | Centrotherm 3" SW
Boiler | U.S. Boiler | (ALPINE) ALP 080/105 Concentric | Yes | Yes | Centrotherm 3"/5" Concentric | NA
Boiler | U.S. Boiler | (ALPINE) ALP 80/105 SW | Yes | Yes | ISAAL0303
Boiler | U.S. Boiler | (ALPINE) ALP 150/210 Concentric | Yes | Yes | Centrotherm 3"/5" Concentric | NA
Boiler | U.S. Boiler | (ALPINE) ALP 150/210 SW | Yes | Yes | ISAAL0303
Boiler | U.S. Boiler | (ALPINE) ALP 285/399/500 Concentric | Yes | Yes | ICIA10015046 | NA
Boiler | U.S. Boiler | (ALPINE) ALP 285/399/500 SW | Yes | Yes | ISAAL0404*
Boiler | U.S. Boiler | ALPINE 600, 700, 800 | Yes | Yes | ISAAL0606
Boiler | U.S. Boiler | (ALPINE) ALP 080B, 105B, 150B, 210B Floor Mount | Yes | Yes | ISAAL0303* | ISAAL0303*
Boiler | U.S. Boiler | (ALPINE) ALP 080B, 105B, 150B, 210B Wall Mount | Yes | Yes | ISAGL0303 | ISAGL0303
Boiler | U.S. Boiler | (ALPINE) ALP 285B | Yes | Yes | ISAAL0404* | ISAAL0404*
Boiler | U.S. Boiler | Alpine C Series - ALP399C, ALP500C | Yes | Yes | ISAAL0404* | ISAGL0404
Boiler | U.S. Boiler | Alpine C Series - ALP600C, ALP700C, ALP800C | Yes | Yes | ISAAL0606 | ISAGL0404
Boiler | U.S. Boiler | (K2) K2-080, 100, 120, 150, 180 | Yes | Yes | Centrotherm 3" SW | ISAGL0303
Boiler | U.S. Boiler | K2WT-080B, 100B, 120B, 150B, 180B, 180M | Yes | Yes | Centrotherm 3" SW
Boiler | U.S. Boiler | K2WTC-135, 150, 180 | Yes | Yes | Centrotherm 3" SW
Boiler | U.S. Boiler | ASPN-085, ASPN-110 | Yes | Yes | Centrotherm 3" SW
Boiler | U.S. Boiler | ASPN-155, ASPN-205, ASPN-270 | Yes | Yes | Centrotherm 3" SW
Boiler | U.S. Boiler | ASPN-320, ASPN-399 | Yes | Yes | ISAALE0404
Boiler | U.S. Boiler | ASPNC-155 | Yes | Yes | Centrotherm 3" SW
Boiler | U.S. Boiler | ALTAC-136, ALTAC-200 | Yes | Yes | Centrotherm 2" SW | ISAGL0202 + IAFC02 Clamp
Boiler | U.S. Boiler | ALTA-120, 150, 180 | Yes | Yes | Centrotherm 2" SW | ISAGL0202 + IAFC02 Clamp
Boiler | U.S. Boiler | CTD-800 | Yes | Yes | ISAALE0606 | ISAGL0606 w/ IAFC06
Boiler | U.S. Boiler | Citadel 1500 XL | Yes | Yes | ISSA0808
Boiler | Utica Boilers | SSV-050, 075, 100 | Yes | Yes | ISAGL0202 | ISAGL0202
Boiler | Utica Boilers | SSV-150, 200 | Yes | Yes | ISAGL0303 | ISAGL0303
Boiler | Utica Boilers | UB90-50, 75, 100, 125, 150, 175, 200 | Yes | Yes | ISAGL0202 | ISAGL0202
Boiler | Utica Boilers | UB95M-200 | Yes | Yes | ISAGL0303 | ISAGL0303
Boiler | Utica Boilers | UBSSC-050, 075, 100, 150, 200 | Yes | Yes | ISAGL0202 | ISAGL0202
Boiler | Utica Boilers | UBSSC-299 | Yes | Yes | Centrotherm 3" SW | Centrotherm 3" SW
Boiler | Utica Boilers | MAC-150 Combi, MAH-125 | Yes | Yes | Centrotherm 2"/4" Concentric, 3" SW | Centrotherm 3" SW
Boiler | Utica Boilers | UCS 240 | Yes | Yes | Centrotherm 3"/5" Concentric
Boiler | Utica Boilers | UCS 380 | Yes | Yes | Centrotherm 4"/6" Concentric
Boiler | Viessmann | (Vitocrossal 200) CM2 186, 246, 311 | Yes | Yes | Centrotherm 8" SW | ISIA15006
Boiler | Viessmann | (Vitocrossal 200) CM2 400, 500, 620, 620TX | Yes | Yes | Centrotherm 10" SW | Centrotherm 8" SW
Boiler | Viessmann | (Vitocrossal 300) CT3 17, 22, 28 | Yes | Yes | Centrotherm 8" SW | Centrotherm 8" SW
Boiler | Viessmann | (Vitocrossal 300) CT3 37, 46, 57 | Yes | Yes | Centrotherm 10" SW | Centrotherm 10" SW
Boiler | Viessmann | (Vitocrossal 300) CT3 72, 89 | Yes | Yes | ISIA30012
Boiler | Viessmann | (Vitocrossal 300) CA3 2.5, 3.0 | Yes | Yes | ISSA1010 For Implosion Damper: Field Cut ISVL101 to OA Length of 9.5" | ISSA1010
Boiler | Viessmann | (Vitocrossal 300) CA3 3.5, 4.0 | Yes | Yes | ISSA1212 | ISSA1212
Boiler | Viessmann | (Vitocrossal 300) CA3B 2.5, 3.0 | Yes | Yes | ISSA1010 | ISSA1010
Boiler | Viessmann | (Vitocrossal 300) CA3B 3.5, 4.0 | Yes | Yes | ISSA1212 | ISSA1212
Boiler | Viessmann | (Vitocrossal 300) CU3A 26, 35, 94, 125 (Twin Pipe) | Yes | Yes | Centrotherm 3" SW | Centrotherm 3" SW
Boiler | Viessmann | (Vitocrossal 300) CU3A 26, 35, 94, 125 (Concentric) | Yes | Yes | ICTCV0335
Boiler | Viessmann | (Vitocrossal 300) CU3A 45, 57, 160, 199 (Twin Pipe) | Yes | Yes | Centrotherm 4" SW | Centrotherm 3" SW
Boiler | Viessmann | (Vitocrossal 300) CU3A 45, 57, 160, 199 (Concentric) | Yes | Yes | ICTCV030446
Boiler | Viessmann | (Vitocrossal 200) CI2-399, 500 | Yes | Yes | ISSA0404 | ISSA0404
Boiler | Viessmann | (Vitocrossal 200) CI2-750, 1000, 1500 | Yes | Yes | ISSA0606 | ISSA0606
Boiler | Viessmann | (Vitocrossal 200) CI2-2000 | Yes | Yes | ISSA0808 | ISSA0808
Boiler | Viessmann | Vitoden 100 | Yes | Yes | Centrotherm 2" SW | IAAI0204
Boiler | Viessmann | Vitoden 100 WB1B 26-35 | Yes | Yes | Centrotherm 2"/4" Concentric | NA
Boiler | Viessmann | Vitoden 100 WB1B 26-35 | Yes | Yes | Can also use Centrotherm 2" SW | NA
Boiler | Viessmann | (Vitoden-100-W) B1HA 26, 35, 94, 125 | Yes | Yes | Centrotherm 2"/4" Concentric
Boiler | Viessmann | (Vitoden 100-W) B1HE 85, 120, 150, 199 | Yes | Yes | Centrotherm 3" SW | Centrotherm 3" SW
Boiler | Viessmann | (Vitoden 100-W) B1HE 85, 120, 150, 199 | Yes | Yes | Centrotherm 3"/5" Concentric | N/A
Boiler | Viessmann | (Vitoden 100-W) B1KE 120, 199 | Yes | Yes | Centrotherm 3" SW | Centrotherm 3" SW
Boiler | Viessmann | (Vitoden 100-W) B1KE 120, 199 | Yes | Yes | Centrotherm 3"/5" Concentric | N/A
Boiler | Viessmann | Vitoden 200 WB2 11-44 | Yes | Yes | Centrotherm 2" SW
Boiler | Viessmann | Vitoden 200 WB2 24-32 | Yes | Yes | Centrothem 3" SW | IAAI0305
Boiler | Viessmann | Vitoden 200 WB2 24-32 | Yes | Yes | Centrothem 3"/5" DW
Boiler | Viessmann | Vitoden 200-WB2 44-60 | Yes | Yes | Centrotherm 4" SW | IAAI0406
Boiler | Viessmann | Vitoden 200-WB2 44-60 | Yes | Yes | Centrotherm 4"/6" DW
Boiler | Viessmann | Vitoden 200 WB2B 19-35 | Yes | Yes | Centrotherm 2"/4" Concentric | NA
Boiler | Viessmann | Vitoden 200 WB2B 19-35 | Yes | Yes | Can also use Centrotherm 2" SW
Boiler | Viessmann | Vitoden 200 WB2B 45-60 | Yes | Yes | Centrotherm 3"/5" Concentric | NA
Boiler | Viessmann | Vitoden 200 WB2B 80-105 | Yes | Yes | ICIA11015046
Boiler | Viessmann | (Vitodens 200-W) B2HA 19, 26, 35 | Yes | Yes | Centrothem 2"/4" Concentric
Boiler | Viessmann | (Vitodens 200-W) B2HA 19, 26, 35 | Yes | Yes | Can also use Centrotherm 2" SW
Boiler | Viessmann | (Vitodens 200-W) B2HA 45, 60 | Yes | Yes | Centrotherm 3"/5" Concentric
Boiler | Viessmann | (Vitodens 200-W) B2HA 45, 60 | Yes | Yes | Can also use Centrotherm 3" SW
Boiler | Viessmann | (Vitodens 200-W) B2HA 80, 88, 100, 110, 112, 150, 285, 311, 352, 399, 530 | Yes | Yes | ICIA11015046 | NA
Boiler | Viessmann | (Vitodens 200-W) B2HA 80, 88, 100, 110, 112, 150, 285, 311, 352, 399, 530 | Yes | Yes | Can also use Centrotherm 4" SW | Centrotherm 4" SW
Boiler | Viessmann | (Vitodens 200-W) B2HB 19, 26, 35 | Yes | Yes | Centrothem 2"/4" Concentric
Boiler | Viessmann | (Vitodens 200-W) B2HB 19, 26, 35 | Yes | Yes | Can also use Centrotherm 2" SW
Boiler | Viessmann | (Vitodens 200-W) B2HB 45, 57 | Yes | Yes | Centrotherm 3"/5" Concentric or 3" SW
Boiler | Viessmann | (Vitodens 200-W) B2HE 85,120,150,199 | Yes | Yes | Centrotherm 3"/5" Concentric or 3" SW | Centrotherm 3" SW
Boiler | Viessmann | (Vitodens 222-F) B2TA 19, 35 | Yes | Yes | Centrotherm 2"/4" Concentric or 2" SW
Boiler | Viessmann | (Vitodens 222-F) B2TB 19, 35, 68, 125 | Yes | Yes | Centrotherm 2"/4" Concentric or 2" SW
Boiler | Weil-McLain | (ECO) ECO70, 110, 155 | Yes | Yes | ISAAL0303 | ISAAL0303
Boiler | Weil-McLain | EcoTec-199, 199-C | Yes | Yes | Centrotherm 3" SW
Boiler | Weil-McLain | Evergreen 70/110/155 | Yes | Yes | ISAAL0303 | ISAAL0303
Boiler | Weil-McLain | (Evergreen) EVG220, 299, 399 | Yes | Yes | ISAAL0404* | ISAAL0404*
Boiler | Weil-McLain | SlimFit 1000 | Yes | Yes | ISTR1006 | ISTR1006
Boiler | Weil-McLain | SlimFit 1500, 2000 | Yes | Yes | ISTR1008 | ISTR1008
Boiler | Weil-McLain | SlimFit (Series 3) SF550, SF750 | Yes | Yes | ISAGL0606 | ISAGL0606
Boiler | Weil-McLain | Ultra (Series 4) UG 80, 150, 155 | Yes | Yes | ISAAL0303 | ISAAL0303
Boiler | Weil-McLain | GV90+ | Yes | Yes | ISAAL0303
Boiler | Weil-McLain | SVF 725-850 | Yes | Yes | ISAALE0606 w/ IADHC0606 | ISAALE0606
Boiler | Weil-McLain | SVF 500 - 600 | Yes | Yes | ISAAL0404
Boiler | Weil-McLain | SVF 750 - 1100 | Yes | Yes | ISSA0606
Boiler | Weil-McLain | SVF - 1500 - 2000 | Yes | Yes | ISSA0808 w/ IADHC0808 | ISSA0808 w/ IADHC0808
Boiler | Weil-McLain | SVF 2500-3000 | Yes | Yes | ISSA1010 w/ IADHC1010 | ISSA1010 w/ IADHC1010
Boiler | Weil-McLain | Ultra (Series 4) UG 230, 299, 399 | Yes | Yes | ISAAL0404 | ISAAL0404
Boiler | Weil-McLain | AquaBalance WMB-155C | Yes | Yes | Centrotherm 3" SW | Centrotherm 3" SW
Boiler | Weil-McLain | (WM97+) WM97+ 70, 110, 155 | Yes | Yes | ISAAL0303 | ISAAL0303
Boiler | Williamson | (FreeStyle) FS80, 120, 155 | Yes | Yes | Centrotherm 3" SW | Centrotherm 3" SW
Water Heater | AERCO | (AM Series) AM199R, 250R | Yes | Yes | ISAAL0303 | ISAFLG03
Water Heater | AERCO | (AM Series) AM399W, 500W | Yes | Yes | ISAFLG04 | ISAFLG04
Water Heater | AERCO | (AM Series) AM750W, 1000W | Yes | Yes | ISAFLG06 | ISAFLG06
Water Heater | AERCO | Innovation 600 | Yes | Yes | ISAFLG04
Water Heater | AERCO | (Innovation) INN 800, 1060, 1350 | Yes | Yes | ISAFLG06 | ISAFLG06
Water Heater | AERCO | KC1000 | Yes | Yes | ISAFLG06
Water Heater | AERCO | ReCon1000 | Yes | Yes | ISAFLG06 | ISAFLG06
Water Heater | American Standard | Tankless TCWH180S-AS, TCWH199S-AS | Yes | Yes | ISAGL0303
Water Heater | American Water Heater | On Demand Indoor 240-540 | Yes | Yes | ISSA0404 | ISSA0404
Water Heater | American Water Heater | (Nautilus) VG6250T100NV, VG6275T100NV | Yes | Yes | ISAGL0202 | ISAGL0202
Water Heater | AO Smith | ATHR-199X3 | Yes | Yes | Centrotherm 2" SW | Centrotherm 2" SW
Water Heater | AO Smith | BPD-80 | Yes | Yes | ISAAL0303 | ISAGL0303 w/ IAFC03
Water Heater | AO Smith | CT-199 | Yes | Yes | ISAO10103 or ISAO10104 | ISAO10103 or ISAO10104
Water Heater | AO Smith | XWH 150-200 | Yes | Yes | ISAAL0303
Water Heater | AO Smith | XWH 285-600 | Yes | Yes | ISAAL0404
Water Heater | AO Smith | XWH 700-800 | Yes | Yes | ISAAL0606
Water Heater | AO Smith | XWH 1000 | Yes | Yes | Centrotherm 6" SW | Centrotherm 6" SW
Water Heater | AO Smith | XWH 1300, 1700, 2000, 2600 | Yes | Yes | Centrotherm 8" SW | Centrotherm 8" SW
Water Heater | AO Smith | XWH 3400 | Yes | Yes | Centrotherm 10" SW | Centrotherm 10" SW
Water Heater | AO Smith | (Cyclone HE) BTX-80 | Yes | Yes | ISAGL0202 w/ IAFC02 | ISAGL0202 w/ IAFC02
Water Heater | AO Smith | (Cyclone Xi) BTX-100, BTXL-100 | Yes | Yes | ISAGL0202 | ISAGL0202
Water Heater | AO Smith | (Cyclone mXi) BTH120-250 | Yes | Yes | ISAGL0303 | ISAGL0303
Water Heater | AO Smith | (Cyclone mXi) BTH300(A)-500(A) | Yes | Yes | ISAGL0404 | ISAGL0404
Water Heater | AO Smith | Next Hybrid HYB-90 N | Yes | Yes | Centrotherm 2" SW
Water Heater | AO Smith | Polaris, PGC, SPC, BSS, BTS - Series 200, 201 | Yes | Yes | ISAGL0202 or ISAGL0303
Water Heater | AO Smith | Pro Max GPD-40;50, GPDX-50, GPD-75 | Yes | Yes | ISAAL0303
Water Heater | AO Smith | Pro Max GPVH-40;50, GPVR-40;50 | Yes | Yes | ISAAL0303
Water Heater | AO Smith | (Pro Max Power Vent HE) GPVL-40,50 | Yes | Yes | Centrotherm 2" SW
Water Heater | AO Smith | (Pro Max Power Vent HE) GPVT-40,50 | Yes | Yes | Centrotherm 2" SW
Water Heater | AO Smith | (Pro Max Power Vent HE) GPVX-50(L), 75(L) | Yes | Yes | ISAAL0303
Water Heater | AO Smith | Pro Max GPNH-40;50 | Yes | Yes | Centrotherm 2" SW
Water Heater | AO Smith | Pro Max GPS-75 | Yes | Yes | ISAAL0303
Water Heater | AO Smith | Power House GPSH-40;50, GPCR-40;50 | Yes | Yes | ISAAL0303
Water Heater | AO Smith | Power House GPSX-50, FPSH-75, GPDH-40;50 | Yes | Yes | ISAAL0303
Water Heater | AO Smith | Power House GPDT-50; GPDX-75 | Yes | Yes | ISAAL0303
Water Heater | AO Smith | Vertex (Cyclone) GPHE-50, GDEH-50 | Yes | Yes | ISAGL0202
Water Heater | AO Smith | (Tankless Condensing) ATI140H-540H | Yes | Yes | ISAO10103 or ISAO10104 | ISAO10103 or ISAO10104
Water Heater | AO Smith | (Tankless Condensing) ATO140H-540H | Yes | Yes | ISAO10103 or ISAO10104 | ISAO10103 or ISAO10104
Water Heater | AO Smith | GDHE-75 | Yes | Yes | ISAGL0202 or ISAGL0303 | ISAGL0202
Water Heater | AO Smith | (XP Plus) PWH - 1250N, 1500N, 2000N | Yes | Yes | ISSA0808 | ISSA0808 w/ ISVIB08
Water Heater | AO Smith | (XP Plus) PWH - 3000N | Yes | Yes | ISSA1010 | ISSA1010 w/ ISVIB10
Water Heater | AO Smith | (XP Plus) PWH - 4000N | Yes | Yes | ISSA1212 | ISSA1212 w/ ISVIB12
Water Heater | AO Smith | THR-160, 180, 199 | Yes | Yes | Centrotherm 2" SW | Centrotherm 2" SW
Water Heater | Biasi | Riva Advance Combi | Yes | Yes | Centrotherm 3" SW
Water Heater | Biasi | Riva Advance SV | Yes | Yes | Centrotherm 3" SW
Water Heater | Bock | (optiTHERM) OT125, 150, 199, 200, 250, 299 | Yes | Yes | ISAGL0303 w/ IAFC03 | ISAGL0303 w/ IAFC03
Water Heater | Bock | (optiTHERM) OT300, 400, 500 | Yes | Yes | ISAGL0404 w/ IAFC04 | ISAGL0404 w/ IAFC04
Water Heater | Bosch | (Greenstar Combi FS 100, 131, 151) KWB28-3, 35-3, 42-3 | Yes | Yes | ISAAL0303 | ISAAL0303
Water Heater | Bosch | Greentherm C 950-1050 ES w/ Bosch SW adaptors | Yes | Yes | ISAAL0303 | ISAAL0303
Water Heater | Bosch | Greentherm C 950-1050 ES w/ Bosch Concentric Adaptor | Yes | Yes | Centrotherm 3"/5" Concentric | NA
Water Heater | Bosch | Greentherm 9800 SE 160/199 ¦ SEC 199 | Yes | Yes | Centrotherm 2" SW
Water Heater | Bosch | (Therm) C 1210 ES/ESC | Yes | Yes | ISAAL0303 | ISAAL0303
Water Heater | Bradford White | (Brute Elite) BNTV080, 105 | Yes | Yes | ISAGL0202 | ISAGL0202
Water Heater | Bradford White | (Brute Elite) BNTV150, 199, 210 | Yes | Yes | ISAGL0303 | ISAGL0303
Water Heater | Bradford White | (Brute Elite) BNTV285, 399, 500, 600 | Yes | Yes | ISAAL0404* | ISAAL0404*
Water Heater | Bradford White | (Brute Elite) BNTV750, 850 | Yes | Yes | ISAAL0606 | ISAAL0404*
Water Heater | Bradford White | (Brute Elite) BNTV1000 | Yes | Yes | ISAAL0606 | ISAAL0606
Water Heater | Bradford White | (Brute Elite) BNTV1700 | Yes | Yes | ISSA0808 | ISSA0808
Water Heater | Bradford White | EF100T399*X2 | Yes | Yes | ISAGL0303 w/ IAFC03 | ISAGL0303 w/ IAFC03
Water Heater | Bradford White | (Brute Elite) BNTV105 | Yes | Yes | ISAGL0303 w/ IAFC03 | ISAGL0303 w/ IAFC03
Water Heater | Bradford White | (Brute Elite) BNTV150, 199, 210 | Yes | Yes | ISAGL0303 w/ IAFC03 | ISAGL0303 w/ IAFC03
Water Heater | Bradford White | (Brute Elite) BNTV285, 399, 500, 600 | Yes | Yes | ISAGL0303 w/ IAFC03 | ISAGL0303 w/ IAFC03
Water Heater | Bradford White | (Brute Elite) BNTV750, 850 | Yes | Yes | ISAGL0303 w/ IAFC03 | ISAGL0303 w/ IAFC03
Water Heater | Bradford White | (Brute Elite) BNTV1000 | Yes | Yes | ISAGL0303 w/ IAFC03 | ISAGL0303 w/ IAFC03
Water Heater | Bradford White | (Brute Elite) BNTV1700 | Yes | Yes | ISAGL0303 w/ IAFC03 | ISAGL0303 w/ IAFC03
Water Heater | Bradford White | CGT120T4003*(A), CGT120T5003*(A) | Yes | Yes | ISAGL0404 w/ IAFC04 | ISAGL0404 w/ IAFC04
Water Heater | Bradford White | EF100T399E*N2 | Yes | Yes | ISAGL0303 w/ IAFC03 | ISAGL0303 w/ IAFC03
Water Heater | Bradford White | EF60T125E*X*2 | Yes | Yes | ISAGL0303 w/ IAFC03 | ISAGL0303 w/ IAFC03
Water Heater | Bradford White | EF60T150E*X*2 | Yes | Yes | ISAGL0303 w/ IAFC03 | ISAGL0303 w/ IAFC03
Water Heater | Bradford White | EF60T125E*N*2 | Yes | Yes | ISAGL0303 w/ IAFC03 | ISAGL0303 w/ IAFC03
Water Heater | Bradford White | EF60T150E*N*2 | Yes | Yes | ISAGL0303 w/ IAFC03 | ISAGL0303 w/ IAFC03
Water Heater | Bradford White | EF100T150E*N | Yes | Yes | ISAGL0303 w/ IAFC03 | ISAGL0303 w/ IAFC03
Water Heater | Bradford White | EF100T150*X | Yes | Yes | ISAGL0303 w/ IAFC03 | ISAGL0303 w/ IAFC03
Water Heater | Bradford White | EF100T250*X | Yes | Yes | ISAGL0303 w/ IAFC03 | ISAGL0303 w/ IAFC03
Water Heater | Bradford White | EF100T250E*N | Yes | Yes | ISAGL0303 w/ IAFC03 | ISAGL0303 w/ IAFC03
Water Heater | Bradford White | EF100T199E*N | Yes | Yes | ISAGL0303 w/ IAFC03 | ISAGL0303 w/ IAFC03
Water Heater | Bradford White | EF60T199E*X*2 | Yes | Yes | ISAGL0303 w/ IAFC03 | ISAGL0303 w/ IAFC03
Water Heater | Bradford White | EF100T300E*X*2 | Yes | Yes | ISAGL0303 w/ IAFC03 | ISAGL0303 w/ IAFC03
Water Heater | Bradford White | EF60T199E*N*2 | Yes | Yes | ISAGL0303 w/ IAFC03 | ISAGL0303 w/ IAFC03
Water Heater | Bradford White | EF100T300E*N*2 | Yes | Yes | ISAGL0303 w/ IAFC03 | ISAGL0303 w/ IAFC03
Water Heater | Bradford White | EF-120T-400-3N & EF-120T-500-3N | Yes | Yes | ISAAL0404 | ISAGL0404 w/ IAFC04
Water Heater | Bradford White | EverHot Tankless Water Heater | Yes | Yes | Centrotherm 3"/5" Concentric | NA
Water Heater | Bradford White | (Infiniti Tankless) RTG-199HE | Yes | Yes | Centrotherm 3"/5" Concentric | NA
Water Heater | Bradford White | (Infiniti Tankless) RTG-199HE | Yes | Yes | ISAAL0303 | Centrotherm 3" SW
Water Heater | Bradford White | (Infiniti Tankless L-Series) RTG-L-199/160N1, RTG-L-199/160X1 | Yes | Yes | Centrotherm 2" SW | Centrotherm 2" SW
Water Heater | Bradford White | (Infiniti Tankless K-Series) RTG-K-199/160N1, RTG-K-199/160X1 | Yes | Yes | Centrotherm 2" SW | Centrotherm 2" SW
Water Heater | Bradford White | (Infiniti Tankless GR-Series) RTG-R-199-X1, RTG-R-199-N1 | Yes | Yes | Centrotherm 2" SW | Centrotherm 2" SW
Water Heater | Bradford White | (Infiniti Tankless GS-Series) RTG-S-199-X1, RTG-S-199-N1 | Yes | Yes | Centrotherm 2" SW | Centrotherm 2" SW
Water Heater | Bradford White | (Brute MagnaTech) BMGV 1600 | Yes | Yes | ISSA0606 | ISSA0606
Water Heater | Bradford White | (Brute MagnaTech) BMGV 2000, 2500 | Yes | Yes | ISSA0808 | ISSA0808
Water Heater | Bradford White | (Brute MagnaTech) BMGV 3000, 3500 | Yes | Yes | ISSA1010 | ISSA1010
Water Heater | Bradford White | (Brute MagnaTech) BMGV 4000 | Yes | Yes | ISSA1212 | ISSA1212
Water Heater | Bradford White | Power Direct Vent Gas 48,65 and 75 gallon | Yes | Yes | ISAGL0303 w/ IAFC03
Water Heater | Bradford White | Power Direct Vent Gas 40 and 50 gallon | Yes | Yes | ISAGL0202 w/ IAFC02
Water Heater | Bradford White | Power Direct Vent Gas Commercial | Yes | Yes | ISAGL0303 w/ IAFC03
Water Heater | Bradford White | Power Vented 25,48,55,65 and 77 gallon | Yes | Yes | ISAGL0303 w/ IAFC03
Water Heater | Bradford White | Power Vented 40, 50, 60 Gallon | Yes | Yes | ISAGL0202 w/ IAFC02
Water Heater | Camus | (Advantus) AVW500 | Yes | Yes | ISAACD0505 | ISVIB06
Water Heater | Camus | (Advantus) AVW600 | Yes | Yes | ISAACD0505 | ISVIB08
Water Heater | Camus | (Advantus) AVW800 | Yes | Yes | ISAACD0606 | ISVIB08
Water Heater | Camus | (Advantus) AVW1000 | Yes | Yes | ISAACD0606 | ISVIB08
Water Heater | Camus | (Advantus) AVW1200 | Yes | Yes | ISAACD0708 | ISVIB10
Water Heater | Camus | (Advantus) AVW1400 | Yes | Yes | ISAACD0708 | ISVIB10
Water Heater | Camus | (Advantus) AVW1600 | Yes | Yes | ISAACD0808 | ISVIB10
Water Heater | Camus | (Advantus) AVW1800 | Yes | Yes | ISAACD0808 | ISVIB10
Water Heater | Camus | (Advantus) AVW2000 | Yes | Yes | ISAACD0910 | ISVIB12
Water Heater | Camus | (Advantus) AVW2500 | Yes | Yes | ISAACD0910 | ISVIB12
Water Heater | Camus | (Advantus) AVW3000 | Yes | Yes | ISAACD1010 | ISVIB12
Water Heater | Camus | (Advantus) AVW3500 | Yes | Yes | ISAACD1010 | ISVIB12
Water Heater | Camus | (Advantus) AVW4000 | Yes | Yes | ISAACD1010 | ISVIB12
Water Heater | Camus | (Avenger) ARW1000 | Yes | Yes | ISAACD0606
Water Heater | Camus | (Avenger) ARW1500 | Yes | Yes | ISAACD0808
Water Heater | Camus | (Avenger) ARW2000 | Yes | Yes | ISAACD0910
Water Heater | Camus | (Avenger) ARW2500 | Yes | Yes | ISAACD0910
Water Heater | Camus | (Avenger) ARW3000 | Yes | Yes | ISAACD1010
Water Heater | Camus | (Avenger) ARW3500 | Yes | Yes | ISAACD1010
Water Heater | Camus | (Avenger) ARW4000 | Yes | Yes | ISAACD1010
Water Heater | Camus | (DynaForce) DRH300 | Yes | Yes | ISAACD0404 | ISVIB06
Water Heater | Camus | (DynaForce) DRH350 | Yes | Yes | ISAACD0404 | ISVIB06
Water Heater | Camus | (DynaForce) DRW400 | Yes | Yes | ISAACD0404 | ISVIB06
Water Heater | Camus | (DynaForce) DRW500 | Yes | Yes | ISAACD0505 | ISVIB06
Water Heater | Camus | (DynaForce) DRW600 | Yes | Yes | ISAACD0505 | ISVIB08
Water Heater | Camus | (DynaForce) DRW800 | Yes | Yes | ISAACD0606 | ISVIB08
Water Heater | Camus | (DynaForce) DRW1000 | Yes | Yes | ISAACD0606 | ISVIB08
Water Heater | Camus | (DynaForce) DRW1200 | Yes | Yes | ISAACD0708 | ISVIB10
Water Heater | Camus | (DynaForce) DRW1400 | Yes | Yes | ISAACD0708 | ISVIB10
Water Heater | Camus | (DynaForce) DRW1600 | Yes | Yes | ISAACD0708 | ISVIB12
Water Heater | Camus | (DynaForce) DRW1800 | Yes | Yes | ISAACD0808 | ISVIB12
Water Heater | Camus | (DynaForce) DRW2000 | Yes | Yes | ISAACD0808 | ISVIB12
Water Heater | Camus | (DynaForce) DRW2500 | Yes | Yes | ISAACD0910 | ISVIB12
Water Heater | Camus | (DynaForce) DRW3000 | Yes | Yes | ISAACD0910 | ISVIB12
Water Heater | Camus | (DynaForce) DRW3500 | Yes | Yes | ISAACD1010 | ISVIB12
Water Heater | Camus | (DynaForce) DRW4000 | Yes | Yes | ISAACD1010 | ISVIB12
Water Heater | Camus | (DynaForce) DRW4500 | Yes | Yes | ISAACD1212
Water Heater | Camus | (DynaForce) DRW5000 | Yes | Yes | ISAACD1212
Water Heater | Camus | (Vtech) VT - 80, 100, 120, 150, 199, 250 | Yes | Yes | Centrotherm 3" SW | ISAGL0202 w/ IAFC02
Water Heater | Camus | (Vtech) VT - 299, 399, 499 | Yes | Yes | ISAAL0404 | ISAGL0303 w/ IAFC03
Water Heater | Cosmogas | (Aguaplus) 60, 70, 100, 115, 140 | Yes | Yes | Centrotherm 4" SW
Water Heater | Eco-King | DHW - 299, 399 | Yes | Yes | ISAAL0404 | ISAAL0404
Water Heater | Eco-King | DHW - 499 | Yes | Yes | ISAAL0606 | ISAAL0606
Water Heater | Grand Hall | Eternal New GU Series | Yes | Yes | ISAGL0303 | ISAGL0303
Water Heater | Giant | Power Vent Model UG40; 50; 60 | Yes | Yes | Centrotherm 2" SW | Centrotherm 2" SW
Water Heater | Giant | Power Vent Model UG50-65 (-59) | Yes | Yes | ISAGL0303 | ISAGL0303
Water Heater | Giant | Power Direct Vent Model UG40; 50; 60 | Yes | Yes | Centrotherm 2" SW or ISAAL0303 | Centrotherm 2" SW or ISAAL0303
Water Heater | Giant | Power Vent Model UG75 | Yes | Yes | ISAAL0303 | ISAAL0303
Water Heater | Giant | UGTC 199N, 199P, 152N, 152P | Yes | Yes | Centrotherm 3"/5" Concentric
Water Heater | GSW | Environsense Power Direct Vent | Yes | Yes | Centrotherm 2" SW
Water Heater | GSW | (Tankless Condensing) GSWT240H-540H | Yes | Yes | ISAO10103 or ISAO10104 | ISAO10103 or ISAO10104
Water Heater | HTP | (Hydra Smart) RT-199 | Yes | Yes | ISAAL0303 | ISAAL0303
Water Heater | HTP | (Hydra Smart) CT-250 | Yes | Yes | Centrotherm 3" SW | Centrotherm 3" SW
Water Heater | HTP | (Hydra Smart) CT-750, 1000 | Yes | Yes | Centrotherm 6" SW | Centrotherm 6" SW
Water Heater | HTP | Phoenix PH100/130 | Yes | Yes | ISAGL0202
Water Heater | HTP | Phoenix PH160/199 | Yes | Yes | ISAGL0303
Water Heater | Hubbell | GX/DGX/JBX 200(P), 250(P) | Yes | Yes | Centrotherm 3" SW | Centrotherm 3" SW
Water Heater | Hubbell | GXT 50, 65, 80, 100, 120, 150, 200, (H)400, H750 | Yes | Yes | Centrotherm 3" SW | Centrotherm 3" SW
Water Heater | Intellihot | i200(P), i250(P) | Yes | Yes | Centrotherm 3" SW | Centrotherm 3" SW
Water Heater | Intellihot | i200x, i250x | Yes | Yes | Centrotherm 3" SW | Centrotherm 3" SW
Water Heater | Intellihot | iQ250 | Yes | Yes | Centrotherm 3" SW | Centrotherm 3" SW
Water Heater | Intellihot | iQ251 Gen I & II | Yes | Yes | Centrotherm 3" SW | Centrotherm 3" SW
Water Heater | Intellihot | iQ750, 1000, 1501 | Yes | Yes | Centrotherm 6" SW | Centrotherm 6" SW
Water Heater | Intellihot | iQ2001, iQ3001 | Yes | Yes | Centrotherm 8" SW
Water Heater | Intellihot | iN401 / 501 | Yes | Yes | Centrotherm 4" SW | Centrotherm 4" SW
Water Heater | Intellihot | iN199 | Yes | Yes | Centrotherm 3" SW | Centrotherm 3" SW
Water Heater | John Wood | Series Pro Power Direct Vent | Yes | Yes | Centrotherm 2" SW
Water Heater | John Wood | Super Flue | Yes | Yes | ISAAL0303
Water Heater | John Wood | (Tankless Condensing) JWT240H-540H | Yes | Yes | ISAO10103 or ISAO10104 | ISAO10103 or ISAO10104
Water Heater | Laars | (Magnatherm HTD) MGV1600 | Yes | Yes | ISSA0606
Water Heater | Laars | (Magnatherm HTD) MGV2000, 2500 | Yes | Yes | ISSA0808
Water Heater | Laars | (Magnatherm HTD) MGV3000, 3500 | Yes | Yes | ISSA1010
Water Heater | Laars | (Magnatherm HTD) MGV4000 | Yes | Yes | ISSA1212
Water Heater | Laars | (Mascot FT) MFTCW140, 199 | Yes | Yes | ISAAL0303 | ISAAL0303
Water Heater | Laars | (Mascot II Combination) LMC125 | Yes | Yes | ISAGL0202 | ISAGL0202
Water Heater | Laars | (Mascot LX Combination) MLXC125, 150, 175 | Yes | Yes | ISAGL0202 | ISAGL0202
Water Heater | Laars | Mascot ST | Yes | Yes | Centrotherm 3" SW | Centrotherm 3" SW
Water Heater | Laars | (Neotherm) NTV 080, 105 | Yes | Yes | ISAGL0202 | ISAGL0202
Water Heater | Laars | (Neotherm) NTV 150, 199 | Yes | Yes | ISAGL0303 | ISAGL0303
Water Heater | Laars | (Neotherm) NTV 285, 399, 500, 600 | Yes | Yes | ISAGL0404 | ISAAL0404*
Water Heater | Laars | (Neotherm) NTV 750, 850 | Yes | Yes | ISAGL0606 | ISAAL0404*
Water Heater | Laars | (Neotherm LC) NTV1000, NTV1200 | Yes | Yes | ISAGL0606 | ISAAL0606
Water Heater | Laars | (Neotherm LC) NTV1700 | Yes | Yes | ISSA0708 | ISSA0708
Water Heater | Laars | LT199NRX1, LT199PRX1, LT199PXX1, LT199NXX1 | Yes | Yes | Centrotherm 2" SW | Centrotherm 2" SW
Water Heater | Laars | LUHE100T399*X* | Yes | Yes | ISAGL0303 w/ IAFC03 | ISAGL0303 w/ IAFC03
Water Heater | Laars | LUHE100T399E*N* | Yes | Yes | ISAGL0303 w/ IAFC03 | ISAGL0303 w/ IAFC03
Water Heater | Laars | LUHE60T125*X* | Yes | Yes | ISAGL0303 w/ IAFC03 | ISAGL0303 w/ IAFC03
Water Heater | Laars | LUHE60T150*X* | Yes | Yes | ISAGL0303 w/ IAFC03 | ISAGL0303 w/ IAFC03
Water Heater | Laars | LUHE60T125E*N* | Yes | Yes | ISAGL0303 w/ IAFC03 | ISAGL0303 w/ IAFC03
Water Heater | Laars | LUHE60T150E*N* | Yes | Yes | ISAGL0303 w/ IAFC03 | ISAGL0303 w/ IAFC03
Water Heater | Laars | LUHE100T150E*N* | Yes | Yes | ISAGL0303 w/ IAFC03 | ISAGL0303 w/ IAFC03
Water Heater | Laars | LUHE100T150*X* | Yes | Yes | ISAGL0303 w/ IAFC03 | ISAGL0303 w/ IAFC03
Water Heater | Laars | LUHE100T250*X* | Yes | Yes | ISAGL0303 w/ IAFC03 | ISAGL0303 w/ IAFC03
Water Heater | Laars | LUHE100T199E*N* | Yes | Yes | ISAGL0303 w/ IAFC03 | ISAGL0303 w/ IAFC03
Water Heater | Laars | LUHE60T199*X* | Yes | Yes | ISAGL0303 w/ IAFC03 | ISAGL0303 w/ IAFC03
Water Heater | Laars | LUHE100T300*X* | Yes | Yes | ISAGL0303 w/ IAFC03 | ISAGL0303 w/ IAFC03
Water Heater | Laars | LUHE60T199E*N* | Yes | Yes | ISAGL0303 w/ IAFC03 | ISAGL0303 w/ IAFC03
Water Heater | Laars | LUHE100T300E*N* | Yes | Yes | ISAGL0303 w/ IAFC03 | ISAGL0303 w/ IAFC03
Water Heater | Lochinvar | APN500 | Yes | Yes | ISAAL0404
Water Heater | Lochinvar | (Armor) AWN151PM, 200PM | Yes | Yes | ISAALE0303 | ISAAL0303
Water Heater | Lochinvar | (Armor) AWN286PM, 400PM, 501PM, 601PM | Yes | Yes | ISAALE0404 | ISAAL0404*
Water Heater | Lochinvar | (Armor) AWN701PM, 801PM | Yes | Yes | ISAALE0606 | ISAAL0404*
Water Heater | Lochinvar | (Armor X2) AWN1000, 1300, 1500 | Yes | Yes | ISAALE0606 | ISAAL0606
Water Heater | Lochinvar | (Armor - Series 100, 101) AWH 0400(N,L), 0500(N,L) | Yes | Yes | ISAALE0404
Water Heater | Lochinvar | (Armor - Series 100, 101) AWH 0650(N,L), 0800(N,L), 1000(N,L) | Yes | Yes | ISAALE0606
Water Heater | Lochinvar | (Armor - Series 100, 101) AWH 1250N, 1500N, 2000N | Yes | Yes | ISSA0808 | ISSA0808 w/ ISVIB08
Water Heater | Lochinvar | (Armor - Series 100, 101) AWH 3000N | Yes | Yes | ISSA1010 | ISSA1010 w/ ISVIB10
Water Heater | Lochinvar | (Armor - Series 100, 101) AWH 4000N | Yes | Yes | ISSA1212 | ISSA1212 w/ ISVIB12
Water Heater | Lochinvar | (Armor Wall Mount) WAN125PM, 200PM | Yes | Yes | ISAGL0303 w/ IAFC03
Water Heater | Lochinvar | (Epic) EPB80N, 110N, 110N-CAN, 150N, 199N | Yes | Yes | Centrotherm 3" SW | ISAAL0303
Water Heater | Lochinvar | (Epic) EPC110N, 110N-CAN, 150N, 199N | Yes | Yes | Centrotherm 3" SW | ISAAL0303
Water Heater | Lochinvar | LTI-140H, LTI-240H, LTI-340H, LTI-540H, LTI-540P | Yes | Yes | ISAO10103 or ISAO10104 | ISAO10103 or ISAO10104
Water Heater | Lochinvar | (Power Vent) PVN040 40, PVN040 50, PVN050 40, & PVN050 50 | Yes | Yes | Centrotherm 2" SW
Water Heater | Lochinvar | (Power Vent) PVN050 65ST, PVN075 75ST | Yes | Yes | ISAAL0303
Water Heater | Lochinvar | (Power Direct Vent) PRN040 40ES, PRN050 45ES | Yes | Yes | Centrotherm 2" SW
Water Heater | Lochinvar | (Power Direct Vent) PVN050 65ESST, PVN075 75ESST | Yes | Yes | ISAAL0303
Water Heater | Lochinvar | (Shield) SNR126-065, 151-100, 201-100 | Yes | Yes | ISAAL0303 | ISAAL0303
Water Heater | Lochinvar | (Shield) SNA151-100, 201-100 | Yes | Yes | ISAAL0303 | ISAAL0303
Water Heater | Lochinvar | (Shield) SNA 286-125, 401-125, 501-125 | Yes | Yes | ISAAL0404* | ISAAL0404*
Water Heater | Lochinvar | (Shield) SWR125, SWR150, SWR200, SWA150, SWA200 | Yes | Yes | ISAGL0303 | ISAAL0303
Water Heater | Lochinvar | (Shield) SWR285, SWR400, SWA285, SWA400, SWA500 | Yes | Yes | ISAAL0404* | ISAAL0404*
Water Heater | Navien | NPE 150(S), 180(A/S), 210(A/S), 240(A/S) | Yes | Yes | Centrotherm 2" SW | Centrotherm 2" SW
Water Heater | Navien | NPE 150(S2), 180(A2/S2), 210(A2/S2), 240(A2/S2) | Yes | Yes | Centrotherm 2" SW | Centrotherm 2" SW
Water Heater | Navien | NR-180(A) / NR-210(A) / NR-240(A) | Yes | Yes | ISAGL0303 | ISAGL0303
Water Heater | Navien | NP-180(A) / NP-210(A) / NP-240(A) | Yes | Yes | ISAGL0303 | ISAGL0303
Water Heater | Navien | NFC-175 | Yes | Yes | Centrotherm 2" SW
Water Heater | Noritz | EZTR 40 | Yes | Yes | Kit Sold Through Noritz
Water Heater | Noritz | EZ111DV, EZ98DV | Yes | Yes | Centrotherm 2" SW | Centrotherm 2" SW
Water Heater | Noritz | NCC 199CDV | Yes | Yes | Centrotherm 2" SW | Centrotherm 2" SW
Water Heater | Noritz | NCC 300 DV | Yes | Yes | ISAAN0404
Water Heater | Noritz | NCC 1991 | Yes | Yes | ISAAN0404 | ISAAN0404
Water Heater | Noritz | (Hybrid Hot) NHH 199100 | Yes | Yes | Centrotherm 2" SW
Water Heater | Noritz | NRCP 982, 1112 | Yes | Yes | ISAAL0303 | ISAAL0303
Water Heater | Noritz | NRC 83, 98, 661, 711, 1111 | Yes | Yes | ISAGL0303 | ISAGL0303
Water Heater | Noritz | NRCR111DV, NRCR92DV | Yes | Yes | ISAGL0303 | ISAGL0303
Water Heater | NTI | Trinity LX 150-200 | Yes | Yes | ISANY0303 | ISANY0303
Water Heater | NTI | Trinity LX 300-600 | Yes | Yes | ISAAL0404* | ISAAL0404*
Water Heater | NTI | Trinity LX 500WH-600WH | Yes | Yes | ISAAL0404* (limited to 30 eq. ft of 4" (or 90 eq. ft of 6") exhaust vent when using Air Filter Kit)
Water Heater | NTI | Trinity LX 700-800 | Yes | Yes | ISAAL0606 | ISAAL0404*
Water Heater | OxBox | J951X*U, J951X*D, J952V*U, J952X*U, J962V*D | Yes | Yes | Centrotherm 2" SW
Water Heater | Paloma | PHH-32RDV | Yes | Yes | ISAGL0303 | ISAGL0303
Water Heater | Patterson Kelley | (HiDRA) HC 800, 1000 | Yes | Yes | ISSA0606
Water Heater | PowerFlex | PVG 62-50S40 | Yes | Yes | Centrotherm 2" SW
Water Heater | PVI | (Centurion) 1600, 2000 | Yes | Yes | ISAFLG08
Water Heater | PVI | (Conquest) 20, 25, 30 (L 100 A-GCL) | Yes | Yes | ISAPVIC04 | ISAGL0404
Water Heater | PVI | (Conquest) 40 (L 130 A-GCL) | Yes | Yes | ISAPVIC06 | ISVIB06
Water Heater | PVI | Conquest 90, 100 | Yes | Yes | ISAPVIC06
Water Heater | PVI | (Conquest) 50, 60, 70, 80 (L 130 A-GCML) | Yes | Yes | ISAPVIC06 | ISVIB06
Water Heater | PVI | (Power VT Plus) 40, 50, 75, 90, 100 (LX 125 A-PVIF) | Yes | Yes | ISAGL0606 | ISAGL0606
Water Heater | PVI | (Power VT Plus) 50, 75, 90, 100 (LX (250, 300) A-PVIF) | Yes | Yes | ISAGL0606 | ISAGL0606
Water Heater | PVI | (Power VT Plus) 150, 180, 200 (LX (250, 300) A-PVIF) | Yes | Yes | ISAGL0606 | ISAGL0606
Water Heater | PVI | (Power VTX) 50, 75, 100 | Yes | Yes | ISAPVIC06 For common venting: ISAPVIC06 + ISVCA06 | ISAPVIC06
Water Heater | PVI | Turbopower 96 | Yes | Yes | ISAPVIC06
Water Heater | PVI | Turbopower 99 742/1485 | Yes | Yes | ISAAL0404*
Water Heater | PVI | Turbopower 99 2228/2971 | Yes | Yes | ISAAL0505
Water Heater | QHT | (Riva Advance Combi) M210.32S | Yes | Yes | Centrotherm 3" SW | Centrotherm 3" SW
Water Heater | RBI | Infinite IEW-199 | Yes | Yes | ISAGL0303 | ISAGL0303
Water Heater | RBI | Infinite IEW-399 | Yes | Yes | ISAGL0404 | ISAGL0404
Water Heater | RBI | (Infinite Energy 2) IW199 | Yes | Yes | ISAFLG03 | ISAFLG03
Water Heater | RBI | (Infinite Energy 2) IW399, 500 | Yes | Yes | ISAFLG04 | ISAFLG04
Water Heater | RBI | (Infinite Energy 2) IW750, 1000 | Yes | Yes | ISAFLG06 | ISAFLG06
Water Heater | Rheem | RTGH-C95DVLN, C95DVLP, CM95DVLN, CM95DVLP | Yes | Yes | ISAGL0303 | ISAGL0303
Water Heater | Rheem | RTGH-95DVLN, 95DVLP, 95DVELN, 95DVELP, -2 | Yes | Yes | Centrotherm 2" SW | Centrotherm 2" SW
Water Heater | Rheem | ECOH200DVLN, DVELN, DVLP, DVELP, -2 | Yes | Yes | Centrotherm 2" SW | Centrotherm 2" SW
Water Heater | Rheem | Triton SU - GHE80SU-200A, GHE100SU-200A | Yes | Yes | ISAGL0303 w/ IAFC03
Water Heater | Rheem | Spiderfire GHE80ES-400 | Yes | Yes | ISAGL - Diameter To Match Flue Outlet
Water Heater | Rinnai | (Demand Duo) CHS199100 (Concentric) | Yes | Yes | Centrotherm 3"/5" Concentric | NA
Water Heater | Rinnai | (Demand Duo) CHS199100 (Twin Pipe) | Yes | Yes | ICCT3503 | NA
Water Heater | Rinnai | RC80HPi, RC80i | Yes | Yes | ICCT3503 | NA
Water Heater | Rinnai | RC98HPi, RC98i | Yes | Yes | ICCT3503 | NA
Water Heater | Rinnai | RU80i, RU98i | Yes | Yes | ICCT3503 | NA
Water Heater | Rinnai | RUR160i, RUR199i, RUR160e, RUR199e | Yes | Yes | Centrotherm 3"/5" Concentric or 2" SW | Centrotherm 2" SW
Water Heater | Rinnai | RU130i, RU160i, RU180i, RU199i | Yes | Yes | Centrotherm 3"/5" Concentric or 2" SW | Centrotherm 2" SW
Water Heater | Rinnai | RUC80i, RUC90i, RUC98i, RUR98i | Yes | Yes | ISAAL0303 | ISAAL0303
Water Heater | Rinnai | RUC80i, RUC90i, RUC98i, RUR98i | Yes | Yes | Centrotherm 3"/5" Concentric | NA
Water Heater | Rinnai | RUCS65i, RUCS75i | Yes | Yes | Centrotherm 3"/5" Concentric or 3" SW
Water Heater | Rinnai | RX199i, RX180i, RX160i, RX130i, RXP199i, RXP160i | Yes | Yes | Centrotherm 3"/5" Concentric or 2" SW | Centrotherm 2" SW
Water Heater | Rinnai | C199i | Yes | Yes | Centrotherm 3"/5" Concentric or 3" SW | ISAAL0303
Water Heater | Rinnai | CU160iN, CU160iP, CU199iN, CU199iP | Yes | Yes | Centrotherm 3"/5" Concentric or 2" SW | Centrotherm 2" SW
Water Heater | Ruud | Ultra Series | Yes | Yes | ISAGL0303 | ISAGL0303
Water Heater | State | (Modulating Ultra Force) SUF60 120NE(A)-100 250NE(A) | Yes | Yes | ISAGL0303 | ISAGL0303
Water Heater | State | (Modulating Ultra Force) SUF119 300NE(A)-119 500NE(A) | Yes | Yes | ISAGL0404 | ISAGL0404
Water Heater | State | (Premier Hybrid Gas) GPH-90N | Yes | Yes | Centrotherm 2" SW
Water Heater | State | GS6-40-YBVIS, GS6-50-YBVIS, GS6-40-YRVIT, GS6-50-YRVIT, GS6-50-YRVHSL, GS6-75-YRVHTL, GS6-50-HRVIT | Yes | Yes | ISAAL0303
Water Heater | State | Select GS6 40;50 YBPDT, GS6 50 YRPDT5, GS6 75 YRPDT | Yes | Yes | ISAGL0303
Water Heater | State | Select PR6 40;50, PR6 50 XRPDT5, PR6 75 XRPDT | Yes | Yes | ISAGL0303
Water Heater | State | (Premier) GP6 50 YTPDT, GP6 75 YTPDT | Yes | Yes | ISAGL0202 | ISAGL0202
Water Heater | State | (Tankless Condensing) GTS140NIH-540NIH | Yes | Yes | ISAO10103 or ISAO10104 | ISAO10103 or ISAO10104
Water Heater | State | (Tankless Condensing) GTS140NEH-540NEH | Yes | Yes | ISAO10103 or ISAO10104 | ISAO10103 or ISAO10104
Water Heater | State | (Tankless Condensing) GTS140PIH, PEH | Yes | Yes | ISAO10103 or ISAO10104 | ISAO10103 or ISAO10104
Water Heater | Sterling | (Nexus HU) 50,100,150 | Yes | Yes | Centrotherm 2" SW | ISAGL0202
Water Heater | Sterling | (Nexus HU) 200 | Yes | Yes | ISEI0203 | ISAGL0303
Water Heater | Sterling | (Nexus HU) 300, 400 | Yes | Yes | ISEI0204 | ISAGL0404
Water Heater | Super Hot | HSE- 125 N/P, 145 N/P | Yes | Yes | Centrotherm 3" SW | Centrotherm 3" SW
Water Heater | Takagi | T-H2 | Yes | Yes | ISAO10103 or ISAO10104 | ISAO10103 or ISAO10104
Water Heater | Takagi | T-H3 | Yes | Yes | ISAO10103 or ISAO10104 | ISAO10103 or ISAO10104
Water Heater | Triangle Tube | (Keystone) KW199 | Yes | Yes | ISAGL0303 | ISAGL0303
Water Heater | Triangle Tube | (Keystone) KW285, 399, 500 | Yes | Yes | ISAGL0404 | ISAGL0404
Water Heater | Vanguard | PM200/400 | Yes | Yes | ISSA0404
Water Heater | Vanguard | FM200/400 | Yes | Yes | ISSA0404
Water Heater | Vesta | VH-150, VH-199, VW-120, VW-195 | Yes | Yes | Centrotherm 2" SW
Water Heater | WaiWela | PHH-32RDVS | Yes | Yes | ISAGL0303 | ISAGL0303
Furnace | Aire-Flo | 92AF, 95AF, 95AF2V | Yes | Yes | ISAGL0202 | ISAGL0202
Furnace | AirEase | A931A, A951A, A951S, A951E, A952E, A952V, A962V, A97MV | Yes | Yes | ISAGL0202 | ISAGL0202
Furnace | AirQuest | G96CTN | Yes | Yes | Centrotherm 2" SW & AirQuest provided rubber coupling | Centrotherm 2" SW & AirQuest provided rubber coupling
Furnace | Amana | ACSS92, AMSS92, AMES92 | Yes | Yes | ISAGL0202 (lube w/ centrocerin) | ISAGL0202 (lube w/ centrocerin)
Furnace | Amana | ACES96, ACEC96, ACVC96, ACSS96 | Yes | Yes | ISAGL0202 (lube w/ centrocerin) | ISAGL0202 (lube w/ centrocerin)
Furnace | Amana | AMES96, AMEC96, AMVC96, AMVS96, AMSS96 | Yes | Yes | ISAGL0202 (lube w/ centrocerin) | ISAGL0202 (lube w/ centrocerin)
Furnace | Amana | ACVM97, AMVM97 | Yes | Yes | Centrotherm 2" SW & Goodman provided rubber coupling | Centrotherm 2" SW & Goodman provided rubber coupling
Furnace | Amana | AMVM96, ACVM96, AMVC95, ACVC95 AMH95, GMVM96 Distinctions, GCVM96 Distinctions, GMVC95 Distinctions, GCVC95 Distinctions, GMH95 Distinctions, GCH95 Distinctions, GKS9 Distinctions | Yes | Yes | Centrotherm 2" SW | Centrotherm 2" SW
Furnace | American Standard | AUHMB060ACV3VB, AUHMB080ACV3VB, ADHMB060BCV3VB, ADHMB080ACV3VB | Yes | Yes | Centrotherm 2" SW | ISAGL0202
Furnace | American Standard | AUHMC100ACV4VB, ADHMC100ACV4VB ADHMD120BCV5VB, AHMD120ACV5VB | Yes | Yes | ISVL021 & ISEI0203 | ISAGL0303
Furnace | American Standard | S9V2B040U3, S9V2B060U3, S9V2B060U4, S9V2B080U4, S9V2C080U5, S9V2C100U4, S9V2C100U5, S9V2B040D3, S9V2B060D3, S9V2B080D4, S9V2C100D4, S9V2C100D5 | Yes | Yes | Centrotherm 2" SW | ISAGL0202
Furnace | American Standard | S9V2D120U5, S9V2D120D5 | Yes | Yes | ISVL021 & ISEI0203 | ISAGL0303
Furnace | American Standard | S9X2B040U2, S9X2B040U3, S9X2B060U3, S9X2B060U4, S9X2B080U3, S9X2B080U4, S9X2C080U4, S9X2C080U5, S9X2C080U4, S9X2C080U5, S9X2B040D2, S9X2B060D3, S9X2B080D4, S9X2C100D5 | Yes | Yes | Centrotherm 2" SW | ISAGL0202
Furnace | American Standard | S9X2D120U5, S9X2D120D5 | Yes | Yes | ISVL021 & ISEI0203 | ISAGL0303
Furnace | American Standard | S9X1B040U3, S9X1B060U4, S9X1B080U4, S9X1C080U5, S9X1C100U5, S9X1B040D3, S9X1B060D3, S9X1B080D4, S9X1C100D5 | Yes | Yes | Centrotherm 2" SW | ISAGL0202
Furnace | American Standard | S9X1D120U5, S9X1D120D5 | Yes | Yes | ISVL021 & ISEI0203 | ISAGL0303
Furnace | American Standard | S9V2B040U3VS, S9V2B060U3VS, S9V2B080U4VS, S9V2C100U4VS, S9V2B080D4VS, S9V2C100D4VS | Yes | Yes | Centrotherm 2" SW | ISAGL0202
Furnace | American Standard | S9V2D120U5VS | Yes | Yes | ISVL021 & ISEI0203 | ISAGL0303
Furnace | Ameristar | A952V040BU3SAA, A952V060BU3SAA, A952V060BU4SAA A952V080BU4SAA, A952V080CU5SAA, A952V100CU4SAA A952V100CU5SAA, A952V040BD3SAA, A952V060BD3SAA A952V080BD4SAA, A952V100CD4SAA, A952V100CD5SAA | Yes | Yes | Centrotherm 2" SW | ISAGL0202
Furnace | Ameristar | A952V120DU5SAA, A952V120DD5SAA | Yes | Yes | ISVL021 & ISEI0203 | ISAGL0303
Furnace | Ameristar | A951X040BD3SAA, A951X060BD3SAA, A951X080BD4SAA A951X100CD4SAA, A951X040BU3SAA, A951X060BU4SAA A951X080BU4SAA, A951X080CU5SAA, A951X100CU5SAA | Yes | Yes | Centrotherm 2" SW | ISAGL0202
Furnace | Ameristar | A951X120DD5SAA, A951X120DU5SAA | Yes | Yes | ISVL021 & ISEI0203 | ISAGL0303
Furnace | Arcoaire | 90+ Furnaces | Yes | Yes | ISAGL0202 | ISAGL0202
Furnace | Armstrong Air | A931A, A951A, A951S, A951E, A952E, A952V, A962V, A97MV | Yes | Yes | ISAGL0202 | ISAGL0202
Furnace | Bryant | 900 Series Gas Furnaces | Yes | Yes | ISAGL0202 | ISAGL0202
Furnace | Bryant | G96CTN | Yes | Yes | Centrotherm 2" SW & Bryant provided rubber coupling | Centrotherm 2" SW & Bryant provided rubber coupling
Furnace | Carrier | 59 Series Gas Furnaces | Yes | Yes | Centrotherm 2" SW & Carrier provided rubber coupling | Centrotherm 2" SW & Carrier provided rubber coupling
Furnace | Carrier | 59TP6A | Yes | Yes | Centrotherm 2" SW | Centrotherm 2" SW
Furnace | Champion | Momentum TP9C | Yes | Yes | Centrotherm 2" SW | ISAGL0202
Furnace | Champion | LX Series: TM9Y, TM9E, TM9M, TM9T | Yes | Yes | Centrotherm 2" SW | ISAGL0202
Furnace | Champion | Standard Gas Series TG9S | Yes | Yes | Centrotherm 2" SW | ISAGL0202
Furnace | Coleman | CP9C, TM9E, TM9Y, TM9V, TM9T, TG9S | Yes | Yes | Centrotherm 2" SW | ISAGL0202
Furnace | Coleman | MM9E | Yes | Yes | Centrotherm 2" SW | ISAGL0202
Furnace | Comfort Aire | GUH95C - 45, 70, 90, 110 | Yes | Yes | ISAGL0202 or ISAGL0202 w/ ISIA0203 | ISAGL0202 or ISAGL0202 w/ ISIA0203
Furnace | Comfort Aire | GUH95C - 135 | Yes | Yes | ISAGL0202 w/ ISIA0203 | ISAGL0202 w/ ISIA0203
Furnace | Concord | 92G1, 95G1, 95G1E, 95G2E, 95G2V | Yes | Yes | ISAGL0202 | ISAGL0202
Furnace | Concord | 96G2DFV, 96G2UHV | Yes | Yes | ISAGL0202 w/ IAFC02 | ISAGL0202 w/ IAFC02
Furnace | Continental | C95, C96, C97 Series | Yes | Yes | Centrotherm 2" SW | Centrotherm 2" SW
Furnace | Daikin | DM92SE, DC92SS, DM92SS | Yes | Yes | ISAGL0202 (lube w/ centrocerin) | ISAGL0202 (lube w/ centrocerin)
Furnace | Daikin | DC96VE, DC96VC, DC96SE, DC96HS | Yes | Yes | ISAGL0202 (lube w/ centrocerin) | ISAGL0202 (lube w/ centrocerin)
Furnace | Daikin | DM96VE, DM96VC, DM96SE, DM96SC, DM96HS | Yes | Yes | ISAGL0202 (lube w/ centrocerin) | ISAGL0202 (lube w/ centrocerin)
Furnace | Daikin | DM97MC, DC97MC | Yes | Yes | ISAGL0202 (lube w/ centrocerin) | ISAGL0202 (lube w/ centrocerin)
Furnace | Day & Night | 90+ Furnaces | Yes | Yes | ISAGL0202 | ISAGL0202
Furnace | Ducane | 92G1, 95G1, 95G1E, 95G2E, 95G2V | Yes | Yes | ISAGL0202 | ISAGL0202
Furnace | Fujitsu | FF***TS95 - FF40173TS95M, FF60173TS95M, FF70173TS95M, FF85215TS95M, FF100215TS95M, FF115245TS95M | Yes | Yes | ISAGL0202 (lube w/ centrocerin) | ISAGL0202 (lube w/ centrocerin)
Furnace | Fujitsu | FF***TT96 - FF40173TT96M, FF60173TT96M, FF70173TT96M, FF70215TT96M, FF85215TT96M, FF100215TT96M, FF115245TT96M | Yes | Yes | ISAGL0202 (lube w/ centrocerin) | ISAGL0202 (lube w/ centrocerin)
Furnace | Fujitsu | FF***LT956 - FF40173LT96M, FF60173LT96M, FF70173LT96M, FF70215LT96M, FF85215LT96M, FF100215LT96M, FF115245LT96M | Yes | Yes | ISAGL0202 (lube w/ centrocerin) | ISAGL0202 (lube w/ centrocerin)
Furnace | GE Appliances | NF97UM - 070-3B, 090-3C, 090-4C, 090-5C, 110-5C, 135-5D | Yes | Yes | ISAGL0202
Furnace | Goodman | GCSS92, GMSS92, GMES92 | Yes | Yes | ISAGL0202 (lube w/ centrocerin) | ISAGL0202 (lube w/ centrocerin)
Furnace | Goodman | GCES96, GCEC96, GCVC96, GCSS96 | Yes | Yes | ISAGL0202 (lube w/ centrocerin) | ISAGL0202 (lube w/ centrocerin)
Furnace | Goodman | GMES96, GMEC96, GMVC96, GMVS96, GMSS96 | Yes | Yes | ISAGL0202 (lube w/ centrocerin) | ISAGL0202 (lube w/ centrocerin)
Furnace | Goodman | GCVM97, GMVM97 | Yes | Yes | Centrotherm 2" SW & Goodman provided rubber coupling | Centrotherm 2" SW & Goodman provided rubber coupling
Furnace | Goodman | GKS9, GME95, GCH95, GMH95, GCVC95, GMVC95, GCVM96, GMVM96 | Yes | Yes | Centrotherm 2" SW | Centrotherm 2" SW
Furnace | Goodman | MSS9, CSS9, MEC96 | Yes | Yes | ISAGL0202 | ISAGL0202
Furnace | Gradient Thermal | (syncFURNACE) mCH-100, 150 | Yes | Yes | ISAAL0303 | ISAAL0303
Furnace | Heil | 90+ Furnaces | Yes | Yes | Centrotherm 2" SW | ISAGL0202
Furnace | ICP / Comfortmaker | G9MAE, G9MVE, G9MXE, G9MXT | Yes | Yes | ISAGL0202 | ISAGL0202
Furnace | ICP / Comfortmaker | G9MAE, G9MVE, G9MXE, G9MXT (with rubber couplings) | Yes | Yes | Centrotherm 2" SW | Centrotherm 2" SW
Furnace | ICP / Comfortmaker | N9MSB, N9MSE | Yes | Yes | ISAGL0202 | ISAGL0202
Furnace | ICP / Comfortmaker | N9MSB, N9MSE (with rubber couplings) | Yes | Yes | Centrotherm 2" SW | Centrotherm 2" SW
Furnace | Keeprite | 90+ Furnaces | Yes | Yes | ISAGL0202 | ISAGL0202
Furnace | Lennox | (Elite Series) EL195E, EL296E, EL296V | Yes | Yes | ISAGL0202 | ISAGL0202
Furnace | Lennox | (Merit Series) ML193, ML195 | Yes | Yes | ISAGL0202 | ISAGL0202
Furnace | Lennox | (Signature Collection) SLP98V | Yes | Yes | ISAGL0202 | ISAGL0202
Furnace | Lennox | SLP99 | Yes | Yes | Centrotherm 2" SW
Furnace | Luxaire | TG9S Series | Yes | Yes | Centrotherm 2" SW | ISAGL0202
Furnace | Modine | Effinty 55-135, 156-260 | Yes | Yes | ISAAL0303 | ISAAL0303
Furnace | Modine | Effinity 310 | Yes | Yes | ISAAL0404 | ISAAL0404
Furnace | Napoleon | NG93A & NG95V 40/60/80/100/120 | Yes | Yes | ISAGL0202 | ISAGL0202
Furnace | Napoleon | 9200, 9500, 9600, 9700 Series | Yes | Yes | Centrotherm 2" SW | Centrotherm 2" SW
Furnace | NTI | GF-200 | Yes | Yes | Centrotherm 2" SW | Centrotherm 2" SW
Furnace | NTI | Matrix-gas | Yes | Yes | ISAGL0303
Furnace | Payne | 90+ Furnaces | Yes | Yes | ISAGL0202 | ISAGL0202
Furnace | Rheem | Prestige - R96, R97V | Yes | Yes | ISAGL0202 | ISAGL0202
Furnace | Rheem | Classic Plus - R95T, R96P | Yes | Yes | ISAGL0202 | ISAGL0202
Furnace | Rheem | Classic - R92P, R95P | Yes | Yes | ISAGL0202 | ISAGL0202
Furnace | Rheem | R96T | Yes | Yes | ISAGL0202 | ISAGL0202
Furnace | Rheem | R95T | Yes | Yes | ISAGL0202 | ISAGL0202
Furnace | Rheem | R92T, R921T | Yes | Yes | ISAGL0202 | ISAGL0202
Furnace | Rheem | (-)98V | Yes | Yes | ISAGL0202
Furnace | RunTru | A952V040BU3SAB, A952V060BU3SAB, A952V060BU4SAB A952V080BU4SAB, A952V080CU5SAB, A952V100CU4SAB A952V100CU5SAB, A952V040BD3SAB, A952V060BD3SAB A952V080BD4SAB, A952V100CD4SAB, A952V100CD5SAB | Yes | Yes | Centrotherm 2" SW | ISAGL0202
Furnace | RunTru | A952V120DU5SAB, A952V120DD5SAB | Yes | Yes | ISVL021 & ISEI0203 | ISAGL0303
Furnace | RunTru | A951X040BD3SAB, A951X060BD3SAB, A951X080BD4SAB A951X100CD4SAB, A951X040BU3SAB, A951X060BU4SAB A951X080BU4SAB, A951X080CU5SAB, A951X100CU5SAB | Yes | Yes | Centrotherm 2" SW | ISAGL0202
Furnace | RunTru | A951X120DD5SAB, A951X120DU5SAB | Yes | Yes | ISVL021 & ISEI0203 | ISAGL0303
Furnace | Ruud | Ultra Series 90+ | Yes | Yes | ISAGL0202 | ISAGL0202
Furnace | Ruud | Achiever Series 90+ | Yes | Yes | ISAGL0202 | ISAGL0202
Furnace | Ruud | Value Series 90+ | Yes | Yes | ISAGL0202 | ISAGL0202
Furnace | Tempstar | 90+ Furnaces | Yes | Yes | ISAGL0202 | ISAGL0202
Furnace | Tempstar | F96CTN | Yes | Yes | Centrotherm 2" SW & Tempstar provided rubber coupling | Centrotherm 2" SW & Tempstar provided rubber coupling
Furnace | Trane | HI(N,P)A050, HI(N,P)A100, HI(N,P)A150 | Yes | Yes | Centrotherm 2" SW | Centrotherm 2" SW & Field Supplied Rubber Coupling
Furnace | Trane | HI(N,P)A200 | Yes | Yes | Centrotherm 2" SW & ISEI0203 | Centrotherm 2" SW & Field Supplied Rubber Coupling & ISEI0203
Furnace | Trane | HI(N,P)A300, HI(N,P)A400, | Yes | Yes | Centrotherm 2" SW & ISEI0204 | Centrotherm 2" SW & Field Supplied Rubber Coupling & ISEI0204
Furnace | Trane | S9V2B040U3PSBB, S9V2B060U3PSBB, S9V2B060U4PSBB, S9V2B080U4PSBB, S9V2C080U5PSBB, S9V2C100U4PSBB S9V2C100U5PSBB, S9V2B040D3PSBB, S9V2B060D3PSBB, S9V2B080D4PSBB, S9V2C100D4PSBB, S9V2C100D5PSBB | Yes | Yes | Centrotherm 2" SW | ISAGL0202
Furnace | Trane | S9V2D120U5PSBB, S9V2D120D5PSBB | Yes | Yes | ISVL021 & ISEI0203 | ISAGL0303
Furnace | Trane | S9X2B040U2PS, S9X2B040U3PS, S9X2B060U3PS, S9X2B060U4PS, S9X2B080U3PS, S9X2B080U4PS, S9X2C080U4PS, S9X2C080U5PS, S9X2C080U4PS, S9X2C080U5PS, S9X2B040D2PS, S9X2B060D3PS, S9X2B080D4PS, S9X2C100D5PS | Yes | Yes | Centrotherm 2" SW | ISAGL0202
Furnace | Trane | S9X2D120U5PS, S9X2D120D5PS | Yes | Yes | ISVL021 & ISEI0203 | ISAGL0303
Furnace | Trane | S9X1B040U3PS, S9X1B060U4PS, S9X1B080U4PS, S9X1C080U5PS, S9X1C100U5PS, S9X1B040D3PS, S9X1B060D3PS, S9X1B080D4PS, S9X1C100D5PS | Yes | Yes | Centrotherm 2" SW | ISAGL0202
Furnace | Trane | S9X1D120U5PS, S9X1D120D5PS | Yes | Yes | ISVL021 & ISEI0203 | ISAGL0303
Furnace | Trane | S9V2B040U3VSAB, S9V2B060U3VSAB, S9V2B080U4VSAB, S9V2C100U4VSAB, S9V2B080D4VSAB, S9V2C100D4VSAB | Yes | Yes | Centrotherm 2" SW | ISAGL0202
Furnace | Trane | S9V2D120U5VSAB | Yes | Yes | ISVL021 & ISEI0203 | ISAGL0303
Furnace | Trane | TUHMB060ACV3VB, TUHMB080ACV3VB, TDHMB060BCV3VB, TDHMB080ACV3VB | Yes | Yes | Centrotherm 2" SW | ISAGL0202
Furnace | Trane | TUHMC100ACV4VB, TDHMC100ACV4VB TDHMD120BCV5VB, TUHMD120ACV5VB | Yes | Yes | ISVL021 & ISEI0203 | ISAGL0303
Furnace | Weather King | W96T | Yes | Yes | ISAGL0202 | ISAGL0202
Furnace | Weather King | W95T | Yes | Yes | ISAGL0202 | ISAGL0202
Furnace | Weather King | W92T | Yes | Yes | ISAGL0202 | ISAGL0202
Furnace | York | YP9C, TM9E, TM9Y, TM9M, TM9V, TM9T, TG9S | Yes | Yes | Centrotherm 2" SW | ISAGL0202
Other | Lochinvar | APO1250N | Yes | Yes | ISSA0808
Other | LVO | RW1548 | Yes | Yes | ISSA0808 w/ ISVIB08
Other | Dristeem | LX-50, 75, 100, 150 | Yes | Yes | Centrotherm 3" SW | Centrotherm 3" SW
Other | Dristeem | LX-200, 250, 300 | Yes | Yes | ISIA10004 | ISIA10004
Other | Dristeem | LX-400, 500, 600 | Yes | Yes | ISIA15006 | ISIA15006
Other | Superior Radiant | Stealth THE140 | Yes | Yes | Centrotherm 4" SW | Centrotherm 4" SW
Other | Superior Radiant | APEX - AX140 | Yes | Yes | Centrotherm 4" SW | Centrotherm 4" SW
Other | Superior Radiant | (APEX RANGE) AX-80N, AX-140N, AX-200N | Yes | Yes | Centrotherm 4" SW | Centrotherm 4" SW

## trane
American Standard | S9V2B040U3PS***
American Standard | S9V2B060U3PS***
American Standard | S9V2B060U4PS***
American Standard | S9V2B080U4PS***
American Standard | S9V2C080U5PS***
American Standard | S9V2C100U4PS***
American Standard | S9V2C100U5PS***
American Standard | S9V2D120U5PS***
American Standard | S9V2B040D3PS***
American Standard | S9V2B060D3PS***
American Standard | S9V2B080D4PS***
American Standard | S9V2C100D4PS***
American Standard | S9V2C100D5PS***
American Standard | S9V2D120D5PS***
American Standard | S9X2B040U2PS***
American Standard | S9X2B040U3PS***
American Standard | S9X2B060U3PS***
American Standard | S9X2B060U4PS***
American Standard | S9X2B080U3PS***
American Standard | S9X2B080U4PS***
American Standard | S9X2C080U4PS***
American Standard | S9X2C080U5PS***
American Standard | S9X2C100U4PS***
American Standard | S9X2C100U5PS***
American Standard | S9X2D120U5PS***
American Standard | S9X2B040D2PS***
American Standard | S9X2B060D3PS***
American Standard | S9X2B080D4PS***
American Standard | S9X2C100D5PS***
American Standard | S9X2D120D5PS***
American Standard | S9X1B040U3PS***
American Standard | S9X1B060U4PS***
American Standard | S9X1B080U4PS***
American Standard | S9X1C080U5PS***
American Standard | S9X1C100U5PS***
American Standard | S9X1D120U5PS***
American Standard | S9X1B040D3PS***
American Standard | S9X1B060D3PS***
American Standard | S9X1B080D4PS***
American Standard | S9X1C100D5PS***
American Standard | S9X1D120D5PS***
American Standard | S9V2B040U3VS***
American Standard | S9V2B060U3VS***
American Standard | S9V2B080U4VS***
American Standard | S9V2C100U4VS***
American Standard | S9V2D120U5VS***
American Standard | S9V2B080D4VS***
American Standard | S9V2C100D4VS***
Ameristar | A952V040BD3S***
Ameristar | A952V060BD3S***
Ameristar | A952V080BD4S***
Ameristar | A952V100CD4S***
Ameristar | A952V100CD5S***
Ameristar | A952V120DD5S***
Ameristar | A952V040BU3S***
Ameristar | A952V060BU3S***
Ameristar | A952V060BU4S***
Ameristar | A952V080BU4S***
Ameristar | A952V080CU5S***
Ameristar | A952V100CU4S***
Ameristar | A952V100CU5S***
Ameristar | A952V120DU5S***
Ameristar | A951X040BD3S***
Ameristar | A951X060BD3S***
Ameristar | A951X080BD4S***
Ameristar | A951X100CD5S***
Ameristar | A951X120DD5S***
Ameristar | A951X040BU3S***
Ameristar | A951X060BU4S***
Ameristar | A951X080BU4S***
Ameristar | A951X080CU5S***
Ameristar | A951X100CU5S***
Ameristar | A951X120DU5S***
Trane | TUHMB060ACV3V**
Trane | TUHMB080ACV3V**
Trane | TUHMC100ACV4V**
Trane | TUHMD120ACV5V**
Trane | TDHMB060BCV3V**
Trane | TDHMB080ACV3V**
Trane | TDHMC100ACV4V**
Trane | TDHMD120BCV5V**
American Standard | AUHMB060ACV3V**
American Standard | AUHMB080ACV3V**
American Standard | AUHMC100ACV4V**
American Standard | AUHMD120ACV5V**
American Standard | ADHMB060BCV3V**
American Standard | ADHMB080ACV3V**
American Standard | ADHMC100ACV4V**
American Standard | ADHMD120BCV5V**
Trane | S9V2B040U3PS***
Trane | S9V2B060U3PS***
Trane | S9V2B060U4PS***
Trane | S9V2B080U4PS***
Trane | S9V2C080U5PS***
Trane | S9V2C100U4PS***
Trane | S9V2C100U5PS***
Trane | S9V2D120U5PS***
Trane | S9V2B040D3PS***
Trane | S9V2B060D3PS***
Trane | S9V2B080D4PS***
Trane | S9V2C100D4PS***
Trane | S9V2C100D5PS***
Trane | S9V2D120D5PS***
Trane | S9X2B040U2PS***
Trane | S9X2B040U3PS***
Trane | S9X2B060U3PS***
Trane | S9X2B060U4PS***
Trane | S9X2B080U3PS***
Trane | S9X2B080U4PS***
Trane | S9X2C080U4PS***
Trane | S9X2C080U5PS***
Trane | S9X2C100U4PS***
Trane | S9X2C100U5PS***
Trane | S9X2D120U5PS***
Trane | S9X2B040D2PS***
Trane | S9X2B060D3PS***
Trane | S9X2B080D4PS***
Trane | S9X2C100D5PS***
Trane | S9X2D120D5PS***
Trane | S9X1B040U3PS***
Trane | S9X1B060U4PS***
Trane | S9X1B080U4PS***
Trane | S9X1C080U5PS***
Trane | S9X1C100U5PS***
Trane | S9X1D120U5PS***
Trane | S9X1B040D3PS***
Trane | S9X1B060D3PS***
Trane | S9X1B080D4PS***
Trane | S9X1C100D5PS***
Trane | S9X1D120D5PS***
Trane | S9V2B040U3VS***
Trane | S9V2B060U3VS***
Trane | S9V2B080U4VS***
Trane | S9V2C100U4VS***
Trane | S9V2D120U5VS***
Trane | S9V2B080D4VS***
Trane | S9V2C100D4VS***
RunTru | A952V040BD3S***
RunTru | A952V060BD3S***
RunTru | A952V080BD4S***
RunTru | A952V100CD4S***
RunTru | A952V100CD5S***
RunTru | A952V120DD5S***
RunTru | A952V040BU3S***
RunTru | A952V060BU3S***
RunTru | A952V060BU4S***
RunTru | A952V080BU4S***
RunTru | A952V080CU5S***
RunTru | A952V100CU4S***
RunTru | A952V100CU5S***
RunTru | A952V120DU5S***
RunTru | A951X040BD3S***
RunTru | A951X060BD3S***
RunTru | A951X080BD4S***
RunTru | A951X100CD5S***
RunTru | A951X120DD5S***
RunTru | A951X040BU3S***
RunTru | A951X060BU4S***
RunTru | A951X080BU4S***
RunTru | A951X080CU5S***
RunTru | A951X100CU5S***
RunTru | A951X120DU5S***